## Summary Info
Assigning Authority |  | 201501125258^^^CDESS&2.16.840.1.114222.4.3.3.22&ISO
Lab | Namespace | Virginia LIMS | ^^^Virginia LIMS&2.4.563.6589.36&ISO
| OID | 2.4.563.6589.36
| ISO | ISO
Hospital | Namespace | HospitalSystem | ^^^HospitalSystem&2.16.840.1.114222.XXX&ISO
| OID | 2.16.840.1.114222.XXX
| ISO | ISO
Time zone off-set |  | 500
Worksheet Names
Message_Input

## Mappings
Row counter | Data Element | Datatype | Element Name | Answer List | Answer List Name | SNOMED | CODE | Concept Code | Concept Name | Code System | Message Value | Version | Comments | Usage | Profile
1 | OBX-8 | IS | Abnormal Flags | HL70078_USL | Abnormal Flags |  |  | L | Low | HL70078 | L | 2.8.2 |  | R | LRI
2 | OBX-8 | IS | Abnormal Flags | HL70078_USL | Abnormal Flags |  |  | H | High | HL70078 | H | 2.8.2 |  | R | LRI
3 | OBX-8 | IS | Abnormal Flags | HL70078_USL | Abnormal Flags |  |  | LU | Very low | HL70078 | LU | 2.8.2 |  | R | LRI
4 | OBX-8 | IS | Abnormal Flags | HL70078_USL | Abnormal Flags |  |  | HU | Very high | HL70078 | HU | 2.8.2 |  | R | LRI
5 | OBX-8 | IS | Abnormal Flags | HL70078_USL | Abnormal Flags |  |  | LL | Critical low | HL70078 | LL | 2.8.2 |  | R | LRI
6 | OBX-8 | IS | Abnormal Flags | HL70078_USL | Abnormal Flags |  |  | HH | Critical high | HL70078 | HH | 2.8.2 |  | R | LRI
7 | OBX-8 | IS | Abnormal Flags | HL70078_USL | Abnormal Flags |  |  | < | Off scale low | HL70078 | < | 2.8.2 |  | P | LRI
8 | OBX-8 | IS | Abnormal Flags | HL70078_USL | Abnormal Flags |  |  | > | Off scale high | HL70078 | > | 2.8.2 |  | P | LRI
9 | OBX-8 | IS | Abnormal Flags | HL70078_USL | Abnormal Flags |  |  | N | Normal | HL70078 | N | 2.8.2 |  | P | LRI
10 | OBX-8 | IS | Abnormal Flags | HL70078_USL | Abnormal Flags |  |  | A | Abnormal | HL70078 | A | 2.8.2 |  | R | LRI
11 | OBX-8 | IS | Abnormal Flags | HL70078_USL | Abnormal Flags |  |  | AA | Critical abnormal | HL70078 | AA | 2.8.2 |  | R | LRI
12 | OBX-8 | IS | Abnormal Flags | HL70078_USL | Abnormal Flags |  |  | U | Significant change up | HL70078 | U | 2.8.2 |  | P | LRI
13 | OBX-8 | IS | Abnormal Flags | HL70078_USL | Abnormal Flags |  |  | D | Significant change down | HL70078 | D | 2.8.2 |  | P | LRI
14 | OBX-8 | IS | Abnormal Flags | HL70078_USL | Abnormal Flags |  |  | B | Better | HL70078 | B | 2.8.2 |  | P | LRI
15 | OBX-8 | IS | Abnormal Flags | HL70078_USL | Abnormal Flags |  |  | W | Worse | HL70078 | W | 2.8.2 |  | P | LRI
16 | OBX-8 | IS | Abnormal Flags | HL70078_USL | Abnormal Flags |  |  | S | Susceptible | HL70078 | S | 2.8.2 |  | R | LRI
17 | OBX-8 | IS | Abnormal Flags | HL70078_USL | Abnormal Flags |  |  | R | Resistant | HL70078 | R | 2.8.2 |  | R | LRI
18 | OBX-8 | IS | Abnormal Flags | HL70078_USL | Abnormal Flags |  |  | I | Intermediate | HL70078 | I | 2.8.2 |  | R | LRI
19 | OBX-8 | IS | Abnormal Flags | HL70078_USL | Abnormal Flags |  |  | EXP | Expected |  | EXP |  | Locally defined; submitted for future HL7 adoption. | P | LRI
20 | OBX-8 | IS | Abnormal Flags | HL70078_USL | Abnormal Flags |  |  | UNE | Unexpected |  | UNE |  | Locally defined; submitted for future HL7 adoption. | P | LRI
21 | OBX-8 | IS | Abnormal Flags | HL70078_USL | Abnormal Flags |  |  | NS | Non-susceptible | HL70078 | NS | 2.8.2 |  | P | LRI
22 | OBX-8 | IS | Abnormal Flags | HL70078_USL | Abnormal Flags |  |  | SDD | Susceptible-dose dependent | HL70078 | SDD | 2.8.2 |  | P | LRI
23 | OBX-8 | IS | Abnormal Flags | HL70078_USL | Abnormal Flags |  |  | IE | Insufficient evidence | HL70078 | IE | 2.8.2 |  | P | LRI
24 | OBX-8 | IS | Abnormal Flags | HL70078_USL | Abnormal Flags |  |  | SYN-R | Synergy – resistant | HL70078 | SYN-R | 2.8.2 |  | P | LRI
25 | OBX-8 | IS | Abnormal Flags | HL70078_USL | Abnormal Flags |  |  | SYN-S | Synergy – susceptible | HL70078 | SYN-S | 2.8.2 |  | P | LRI
26 | OBX-8 | IS | Abnormal Flags | HL70078_USL | Abnormal Flags |  |  | POS | Positive | HL70078 | POS | 2.8.2 |  | R | LRI
27 | OBX-8 | IS | Abnormal Flags | HL70078_USL | Abnormal Flags |  |  | NEG | Negative | HL70078 | NEG | 2.8.2 |  | R | LRI
28 | OBX-8 | IS | Abnormal Flags | HL70078_USL | Abnormal Flags |  |  | IND | Indeterminate | HL70078 | IND | 2.8.2 |  | P | LRI
29 | OBX-8 | IS | Abnormal Flags | HL70078_USL | Abnormal Flags |  |  | DET | Detected | HL70078 | DET | 2.8.2 |  | P | LRI
30 | OBX-8 | IS | Abnormal Flags | HL70078_USL | Abnormal Flags |  |  | ND | Not Detected | HL70078 | ND | 2.8.2 |  | P | LRI
31 | OBX-8 | IS | Abnormal Flags | HL70078_USL | Abnormal Flags |  |  | RR | Reactive | HL70078 | RR | 2.8.2 |  | P | LRI
32 | OBX-8 | IS | Abnormal Flags | HL70078_USL | Abnormal Flags |  |  | WR | Weakly reactive | HL70078 | WR | 2.8.2 |  | P | LRI
33 | OBX-8 | IS | Abnormal Flags | HL70078_USL | Abnormal Flags |  |  | NR | Non-reactive | HL70078 | NR | 2.8.2 |  | P | LRI
34 | 58088-6 | CWE | Acylcarnitine newborn screen interpretation | LL840-0 | Newborn screening interpretation |  |  | LA18592-8 | In range | LN | LA18592-8^In range^LN
35 | 58088-6 | CWE | Acylcarnitine newborn screen interpretation | LL840-0 | Newborn screening interpretation |  |  | LA4259-3 | Borderline | LN | LA4259-3^Borderline^LN
36 | 58088-6 | CWE | Acylcarnitine newborn screen interpretation | LL840-0 | Newborn screening interpretation | SNOMEDCT ©: 82334004 Indeterminate (qualifier value) |  | LA11884-6 | Indeterminate | LN | LA11884-6^Indeterminate^LN
37 | 58088-6 | CWE | Acylcarnitine newborn screen interpretation | LL840-0 | Newborn screening interpretation |  |  | LA18593-6 | Out of range | LN | LA18593-6^Out of range^LN
38 | 58088-6 | CWE | Acylcarnitine newborn screen interpretation | LL840-0 | Newborn screening interpretation |  |  | LA12430-7 | Out of range requiring further dried blood spot testing for at least one condition | LN | LA12430-7^Out of range requiring further dried blood spot testing for at least one condition^LN
39 | 58088-6 | CWE | Acylcarnitine newborn screen interpretation | LL840-0 | Newborn screening interpretation |  |  | LA25817-0 | Out of range requiring immediate referral | LN | LA25817-0^Out of range requiring immediate referral^LN
40 | 58088-6 | CWE | Acylcarnitine newborn screen interpretation | LL840-0 | Newborn screening interpretation |  |  | LA12431-5 | Out of range requiring immediate second-tier testing for at least one condition | LN | LA12431-5^Out of range requiring immediate second-tier testing for at least one condition^LN
41 | 58088-6 | CWE | Acylcarnitine newborn screen interpretation | LL840-0 | Newborn screening interpretation |  |  | LA18594-4 | Out of range requiring deferred follow-up for at least one condition | LN | LA18594-4^Out of range requiring deferred follow-up for at least one condition^LN
42 | 58088-6 | CWE | Acylcarnitine newborn screen interpretation | LL840-0 | Newborn screening interpretation |  |  | LA16204-2 | One or more tests pending | LN | LA16204-2^One or more tests pending^LN
43 | 58088-6 | CWE | Acylcarnitine newborn screen interpretation | LL840-0 | Newborn screening interpretation |  |  | LA16205-9 | Specimen unsatisfactory for at least one condition | LN | LA16205-9^Specimen unsatisfactory for at least one condition^LN
44 | NK1-4.7 | ID | Address Type | HL70190_USL | Address Type |  |  | N | Birth (nee) (birth address, not otherwise specified) | HL70190 | N | 2.5.1 |  | P | LRI_NDBS
45 | NK1-4.7 | ID | Address Type | HL70190_USL | Address Type |  |  | BDL | Birth delivery location (address where birth occurred) | HL70190 | BDL | 2.5.1 |  | P | LRI_NDBS
46 | NK1-4.7 | ID | Address Type | HL70190_USL | Address Type |  |  | C | Current Or Temporary | HL70190 | C | 2.5.1 |  | P | LRI_NDBS
47 | NK1-4.7 | ID | Address Type | HL70190_USL | Address Type |  |  | B | Firm/Business | HL70190 | B | 2.5.1 |  | P | LRI_NDBS
48 | NK1-4.7 | ID | Address Type | HL70190_USL | Address Type |  |  | H | Home | HL70190 | H | 2.5.1 |  | R | LRI_NDBS
49 | NK1-4.7 | ID | Address Type | HL70190_USL | Address Type |  |  | L | Legal Address | HL70190 | L | 2.5.1 |  | P | LRI_NDBS
50 | NK1-4.7 | ID | Address Type | HL70190_USL | Address Type |  |  | M | Mailing | HL70190 | M | 2.5.1 |  | P | LRI_NDBS
51 | NK1-4.7 | ID | Address Type | HL70190_USL | Address Type |  |  | O | Office | HL70190 | O | 2.5.1 |  | P | LRI_NDBS
52 | NK1-4.7 | ID | Address Type | HL70190_USL | Address Type |  |  | P | Permanent | HL70190 | P | 2.5.1 |  | P | LRI_NDBS
53 | NK1-4.7 | ID | Address Type | HL70190_USL | Address Type |  |  | RH | Registry home. Refers to the information system, typically managed by a public health agency, that stores patient information such as immunization histories or cancer data, regardless of where the patient obtains services. | HL70190 | RH | 2.5.1 |  | P | LRI_NDBS
54 | NK1-4.7 | ID | Address Type | HL70190_USL | Address Type |  |  | BR | Residence at birth (home address at time of birth) | HL70190 | BR | 2.5.1 |  | P | LRI_NDBS
55 | PID-8 | IS | Administrative Sex | HL70001_USL | Administrative Sex |  |  | A | Ambiguous | HL70001 | A | 2.5.1 |  | P | LRI-ORU
56 | PID-8 | IS | Administrative Sex | HL70001_USL | Administrative Sex |  |  | F | Female | HL70001 | F | 2.5.1 |  | R | LRI-ORU
57 | PID-8 | IS | Administrative Sex | HL70001_USL | Administrative Sex |  |  | M | Male | HL70001 | M | 2.5.1 |  | R | LRI-ORU
58 | PID-8 | IS | Administrative Sex | HL70001_USL | Administrative Sex |  |  | N | Not Applicable | HL70001 | N | 2.5.1 |  | P | LRI-ORU
59 | PID-8 | IS | Administrative Sex | HL70001_USL | Administrative Sex |  |  | O | Other | HL70001 | O | 2.5.1 |  | P | LRI-ORU
60 | PID-8 | IS | Administrative Sex | HL70001_USL | Administrative Sex |  |  | U | Unknown | HL70001 | U | 2.5.1 |  | R | LRI-ORU
61 | 57793-2 | CWE | Amino acidemia disorder suspected [Identifier] in Dried blood spot | LL837-6 | Newborn screening amino acidemias suspected | SNOMEDCT ©: 260413007 None (qualifier value) |  | LA137-2 | None | LN | LA137-2^None^LN
62 | 57793-2 | CWE | Amino acidemia disorder suspected [Identifier] in Dried blood spot | LL837-6 | Newborn screening amino acidemias suspected |  |  | LA12569-2 | CIT-I or CIT-II or ASA | LN | LA12569-2^CIT-I or CIT-II or ASA^LN
63 | 57793-2 | CWE | Amino acidemia disorder suspected [Identifier] in Dried blood spot | LL837-6 | Newborn screening amino acidemias suspected |  |  | LA12570-0 | HCY or MET or CBL C | LN | LA12570-0^HCY or MET or CBL C^LN
64 | 57793-2 | CWE | Amino acidemia disorder suspected [Identifier] in Dried blood spot | LL837-6 | Newborn screening amino acidemias suspected |  |  | LA12571-8 | PKU or BIPT-BS or BIOPT-REG or H-PHE | LN | LA12571-8^PKU or BIPT-BS or BIOPT-REG or H-PHE^LN
65 | 57793-2 | CWE | Amino acidemia disorder suspected [Identifier] in Dried blood spot | LL837-6 | Newborn screening amino acidemias suspected |  |  | LA12572-6 | TYR-1 or TYR-II or TYR-III | LN | LA12572-6^TYR-1 or TYR-II or TYR-III^LN
66 | 57793-2 | CWE | Amino acidemia disorder suspected [Identifier] in Dried blood spot | LL837-6 | Newborn screening amino acidemias suspected |  |  | LA21168-2 | Maple syrup urine disease | LN | LA21168-2^Maple syrup urine disease^LN
67 | 57793-2 | CWE | Amino acidemia disorder suspected [Identifier] in Dried blood spot | LL837-6 | Newborn screening amino acidemias suspected |  |  | LA21161-7 | Argininemia | LN | LA21161-7^Argininemia^LN
68 | 57793-2 | CWE | Amino acidemia disorder suspected [Identifier] in Dried blood spot | LL837-6 | Newborn screening amino acidemias suspected |  |  | LA21162-5 | Argininosuccinic aciduria | LN | LA21162-5^Argininosuccinic aciduria^LN
69 | 57793-2 | CWE | Amino acidemia disorder suspected [Identifier] in Dried blood spot | LL837-6 | Newborn screening amino acidemias suspected | SNOMEDCT ©: 62522004 Deficiency of transcarbamoylase (disorder) |  | LA12484-4 | Carbamoyl-phosphate synthase deficiency | LN | LA12484-4^Carbamoyl-phosphate synthase deficiency^LN
70 | 57793-2 | CWE | Amino acidemia disorder suspected [Identifier] in Dried blood spot | LL837-6 | Newborn screening amino acidemias suspected | SNOMEDCT ©: 398680004 Citrullinemia (disorder) |  | LA12482-8 | Citrullinemia, type I | LN | LA12482-8^Citrullinemia, type I^LN
71 | 57793-2 | CWE | Amino acidemia disorder suspected [Identifier] in Dried blood spot | LL837-6 | Newborn screening amino acidemias suspected | SNOMEDCT ©: 716863007 Citrullinemia type II (disorder) |  | LA12483-6 | Citrullinemia, type II | LN | LA12483-6^Citrullinemia, type II^LN
72 | 57793-2 | CWE | Amino acidemia disorder suspected [Identifier] in Dried blood spot | LL837-6 | Newborn screening amino acidemias suspected | SNOMEDCT ©: 29914000 Dihydrolipoamide dehydrogenase deficiency (disorder) |  | LA12490-1 | Dihydrolipoamide dehydrogenase deficiency | LN | LA12490-1^Dihydrolipoamide dehydrogenase deficiency^LN
73 | 57793-2 | CWE | Amino acidemia disorder suspected [Identifier] in Dried blood spot | LL837-6 | Newborn screening amino acidemias suspected | SNOMEDCT ©: 237914002 6-Pyruvoyl-tetrahydrobiopterin synthase deficiency (disorder) |  | LA12472-9 | Biopterin defect in cofactor biosynthesis | LN | LA12472-9^Biopterin defect in cofactor biosynthesis^LN
74 | 57793-2 | CWE | Amino acidemia disorder suspected [Identifier] in Dried blood spot | LL837-6 | Newborn screening amino acidemias suspected | SNOMEDCT ©: 58256000 Dihydropteridine reductase deficiency (disorder) |  | LA12473-7 | Biopterin defect in cofactor regeneration | LN | LA12473-7^Biopterin defect in cofactor regeneration^LN
75 | 57793-2 | CWE | Amino acidemia disorder suspected [Identifier] in Dried blood spot | LL837-6 | Newborn screening amino acidemias suspected | SNOMEDCT ©: 314467007 Ornithine oxo-acid aminotransferase deficiency (disorder) |  | LA12502-3 | Girate atrophy of the retina | LN | LA12502-3^Girate atrophy of the retina^LN
76 | 57793-2 | CWE | Amino acidemia disorder suspected [Identifier] in Dried blood spot | LL837-6 | Newborn screening amino acidemias suspected | SNOMEDCT ©: 43123004 Hypermethioninemia (disorder) |  | LA12512-2 | Hypermethioninemia | LN | LA12512-2^Hypermethioninemia^LN
77 | 57793-2 | CWE | Amino acidemia disorder suspected [Identifier] in Dried blood spot | LL837-6 | Newborn screening amino acidemias suspected | SNOMEDCT ©: 30287008 Hyperornithinemia-hyperammonemia-homocitrullinuria syndrome (disorder) |  | LA12497-6 | Hyperornithinemia-hyperammonemia-homocitrullinuria syndrome | LN | LA12497-6^Hyperornithinemia-hyperammonemia-homocitrullinuria syndrome^LN
78 | 57793-2 | CWE | Amino acidemia disorder suspected [Identifier] in Dried blood spot | LL837-6 | Newborn screening amino acidemias suspected | SNOMEDCT ©: 68528007 Hyperphenylalaninemia (disorder) |  | LA12500-7 | Hyperphenylalaninemia (variant, benign) | LN | LA12500-7^Hyperphenylalaninemia (variant, benign)^LN
79 | 57793-2 | CWE | Amino acidemia disorder suspected [Identifier] in Dried blood spot | LL837-6 | Newborn screening amino acidemias suspected | SNOMEDCT ©: 61071003 Proline dehydrogenase deficiency (disorder) |  | LA12521-3 | Hyperprolinemia type I | LN | LA12521-3^Hyperprolinemia type I^LN
80 | 57793-2 | CWE | Amino acidemia disorder suspected [Identifier] in Dried blood spot | LL837-6 | Newborn screening amino acidemias suspected | SNOMEDCT ©: 717181004 Hyperprolinemia type 2 (disorder) |  | LA12522-1 | Hyperprolinemia type II | LN | LA12522-1^Hyperprolinemia type II^LN
81 | 57793-2 | CWE | Amino acidemia disorder suspected [Identifier] in Dried blood spot | LL837-6 | Newborn screening amino acidemias suspected | SNOMEDCT ©: 360373000 Adenosylcobalamin and methylcobalamin synthesis defect (disorder) |  | LA12480-2 | Cobalamin E disease | LN | LA12480-2^Cobalamin E disease^LN
82 | 57793-2 | CWE | Amino acidemia disorder suspected [Identifier] in Dried blood spot | LL837-6 | Newborn screening amino acidemias suspected | SNOMEDCT ©: 41797007 5,10-Methylenetetrahydrofolate reductase deficiency (disorder) |  | LA12514-8 | Methylene tetrahydrofolate reductase deficiency | LN | LA12514-8^Methylene tetrahydrofolate reductase deficiency^LN
83 | 57793-2 | CWE | Amino acidemia disorder suspected [Identifier] in Dried blood spot | LL837-6 | Newborn screening amino acidemias suspected | SNOMEDCT ©: 237939006 Non-ketotic hyperglycinemia (disorder) |  | LA12516-3 | Nonketotic hyperglycinemia (glycine encephalopathy) | LN | LA12516-3^Nonketotic hyperglycinemia (glycine encephalopathy)^LN
84 | 57793-2 | CWE | Amino acidemia disorder suspected [Identifier] in Dried blood spot | LL837-6 | Newborn screening amino acidemias suspected | SNOMEDCT ©: 80908008 Ornithine carbamoyltransferase deficiency (disorder) |  | LA12518-9 | Ornithine transcarbamylase deficiency | LN | LA12518-9^Ornithine transcarbamylase deficiency^LN
85 | 57793-2 | CWE | Amino acidemia disorder suspected [Identifier] in Dried blood spot | LL837-6 | Newborn screening amino acidemias suspected | SNOMEDCT ©: 7573000 Classical phenylketonuria (disorder) |  | LA12520-5 | Classic phenylketonuria | LN | LA12520-5^Classic phenylketonuria^LN
86 | 57793-2 | CWE | Amino acidemia disorder suspected [Identifier] in Dried blood spot | LL837-6 | Newborn screening amino acidemias suspected | SNOMEDCT ©: 39112005 Glutathione synthase deficiency with 5-oxoprolinuria (disorder) |  | LA12469-5 | Pyroglutamic acidemia | LN | LA12469-5^Pyroglutamic acidemia^LN
87 | 57793-2 | CWE | Amino acidemia disorder suspected [Identifier] in Dried blood spot | LL837-6 | Newborn screening amino acidemias suspected | SNOMEDCT ©: 87694001 Pyruvate carboxylase deficiency (disorder) |  | LA12519-7 | Pyruvate carboxylase deficiency | LN | LA12519-7^Pyruvate carboxylase deficiency^LN
88 | 57793-2 | CWE | Amino acidemia disorder suspected [Identifier] in Dried blood spot | LL837-6 | Newborn screening amino acidemias suspected | SNOMEDCT ©: 410056006 Tyrosinemia type I (disorder) |  | LA12528-8 | Tyrosinemia, type I | LN | LA12528-8^Tyrosinemia, type I^LN
89 | 57793-2 | CWE | Amino acidemia disorder suspected [Identifier] in Dried blood spot | LL837-6 | Newborn screening amino acidemias suspected | SNOMEDCT ©: 4887000 Hypertyrosinemia, Richner-Hanhart type (disorder) |  | LA12529-6 | Tyrosinemia, type II | LN | LA12529-6^Tyrosinemia, type II^LN
90 | 57793-2 | CWE | Amino acidemia disorder suspected [Identifier] in Dried blood spot | LL837-6 | Newborn screening amino acidemias suspected | SNOMEDCT ©: 415764005 Tyrosinemia type III (disorder) |  | LA12530-4 | Tyrosinemia, type III | LN | LA12530-4^Tyrosinemia, type III^LN
91 | 57793-2 | CWE | Amino acidemia disorder suspected [Identifier] in Dried blood spot | LL837-6 | Newborn screening amino acidemias suspected | SNOMEDCT ©: 47719001 Hypervalinemia (disorder) |  | LA12503-1 | Valinemia | LN | LA12503-1^Valinemia^LN
92 | 46733-2 | CWE | Amino acidemias newborn screen interpretation | LL840-0 | Newborn screening interpretation |  |  | LA18592-8 | In range | LN | LA18592-8^In range^LN
93 | 46733-2 | CWE | Amino acidemias newborn screen interpretation | LL840-0 | Newborn screening interpretation |  |  | LA4259-3 | Borderline | LN | LA4259-3^Borderline^LN
94 | 46733-2 | CWE | Amino acidemias newborn screen interpretation | LL840-0 | Newborn screening interpretation | SNOMEDCT ©: 82334004 Indeterminate (qualifier value) |  | LA11884-6 | Indeterminate | LN | LA11884-6^Indeterminate^LN
95 | 46733-2 | CWE | Amino acidemias newborn screen interpretation | LL840-0 | Newborn screening interpretation |  |  | LA18593-6 | Out of range | LN | LA18593-6^Out of range^LN
96 | 46733-2 | CWE | Amino acidemias newborn screen interpretation | LL840-0 | Newborn screening interpretation |  |  | LA12430-7 | Out of range requiring further dried blood spot testing for at least one condition | LN | LA12430-7^Out of range requiring further dried blood spot testing for at least one condition^LN
97 | 46733-2 | CWE | Amino acidemias newborn screen interpretation | LL840-0 | Newborn screening interpretation |  |  | LA25817-0 | Out of range requiring immediate referral | LN | LA25817-0^Out of range requiring immediate referral^LN
98 | 46733-2 | CWE | Amino acidemias newborn screen interpretation | LL840-0 | Newborn screening interpretation |  |  | LA12431-5 | Out of range requiring immediate second-tier testing for at least one condition | LN | LA12431-5^Out of range requiring immediate second-tier testing for at least one condition^LN
99 | 46733-2 | CWE | Amino acidemias newborn screen interpretation | LL840-0 | Newborn screening interpretation |  |  | LA18594-4 | Out of range requiring deferred follow-up for at least one condition | LN | LA18594-4^Out of range requiring deferred follow-up for at least one condition^LN
100 | 46733-2 | CWE | Amino acidemias newborn screen interpretation | LL840-0 | Newborn screening interpretation |  |  | LA16204-2 | One or more tests pending | LN | LA16204-2^One or more tests pending^LN
101 | 46733-2 | CWE | Amino acidemias newborn screen interpretation | LL840-0 | Newborn screening interpretation |  |  | LA16205-9 | Specimen unsatisfactory for at least one condition | LN | LA16205-9^Specimen unsatisfactory for at least one condition^LN
102 | 46761-3 | CWE | Biotinidase deficiency newborn screen interpretation | LL840-0 | Newborn screening interpretation |  |  | LA18592-8 | In range | LN | LA18592-8^In range^LN
103 | 46761-3 | CWE | Biotinidase deficiency newborn screen interpretation | LL840-0 | Newborn screening interpretation |  |  | LA4259-3 | Borderline | LN | LA4259-3^Borderline^LN
104 | 46761-3 | CWE | Biotinidase deficiency newborn screen interpretation | LL840-0 | Newborn screening interpretation | SNOMEDCT ©: 82334004 Indeterminate (qualifier value) |  | LA11884-6 | Indeterminate | LN | LA11884-6^Indeterminate^LN
105 | 46761-3 | CWE | Biotinidase deficiency newborn screen interpretation | LL840-0 | Newborn screening interpretation |  |  | LA18593-6 | Out of range | LN | LA18593-6^Out of range^LN
106 | 46761-3 | CWE | Biotinidase deficiency newborn screen interpretation | LL840-0 | Newborn screening interpretation |  |  | LA12430-7 | Out of range requiring further dried blood spot testing for at least one condition | LN | LA12430-7^Out of range requiring further dried blood spot testing for at least one condition^LN
107 | 46761-3 | CWE | Biotinidase deficiency newborn screen interpretation | LL840-0 | Newborn screening interpretation |  |  | LA25817-0 | Out of range requiring immediate referral | LN | LA25817-0^Out of range requiring immediate referral^LN
108 | 46761-3 | CWE | Biotinidase deficiency newborn screen interpretation | LL840-0 | Newborn screening interpretation |  |  | LA12431-5 | Out of range requiring immediate second-tier testing for at least one condition | LN | LA12431-5^Out of range requiring immediate second-tier testing for at least one condition^LN
109 | 46761-3 | CWE | Biotinidase deficiency newborn screen interpretation | LL840-0 | Newborn screening interpretation |  |  | LA18594-4 | Out of range requiring deferred follow-up for at least one condition | LN | LA18594-4^Out of range requiring deferred follow-up for at least one condition^LN
110 | 46761-3 | CWE | Biotinidase deficiency newborn screen interpretation | LL840-0 | Newborn screening interpretation |  |  | LA16204-2 | One or more tests pending | LN | LA16204-2^One or more tests pending^LN
111 | 46761-3 | CWE | Biotinidase deficiency newborn screen interpretation | LL840-0 | Newborn screening interpretation |  |  | LA16205-9 | Specimen unsatisfactory for at least one condition | LN | LA16205-9^Specimen unsatisfactory for at least one condition^LN
112 | 57722-1 | CWE | Birth plurality of Pregnancy | LL829-3 | Plurality / Birth plurality |  | 1 | LA6112-2 | 1 | LN | LA6112-2^1^LN
113 | 57722-1 | CWE | Birth plurality of Pregnancy | LL829-3 | Plurality / Birth plurality |  | 2 | LA6113-0 | 2 | LN | LA6113-0^2^LN
114 | 57722-1 | CWE | Birth plurality of Pregnancy | LL829-3 | Plurality / Birth plurality |  | 3 | LA6114-8 | 3 | LN | LA6114-8^3^LN
115 | 57722-1 | CWE | Birth plurality of Pregnancy | LL829-3 | Plurality / Birth plurality |  | 4 | LA6115-5 | 4 | LN | LA6115-5^4^LN
116 | 57722-1 | CWE | Birth plurality of Pregnancy | LL829-3 | Plurality / Birth plurality |  | 5 | LA10137-0 | 5 | LN | LA10137-0^5^LN
117 | 57722-1 | CWE | Birth plurality of Pregnancy | LL829-3 | Plurality / Birth plurality |  | 6 | LA10138-8 | 6 | LN | LA10138-8^6^LN
118 | 57722-1 | CWE | Birth plurality of Pregnancy | LL829-3 | Plurality / Birth plurality |  | 7 | LA10139-6 | 7 | LN | LA10139-6^7^LN
119 | 57722-1 | CWE | Birth plurality of Pregnancy | LL829-3 | Plurality / Birth plurality |  | 8 | LA10140-4 | 8 | LN | LA10140-4^8^LN
120 | 57722-1 | CWE | Birth plurality of Pregnancy | LL829-3 | Plurality / Birth plurality |  | 9 | LA10141-2 | 9 | LN | LA10141-2^9^LN
121 | 57722-1 | CWE | Birth plurality of Pregnancy | LL829-3 | Plurality / Birth plurality |  | 10 | LA13942-0 | 10 | LN | LA13942-0^10^LN
122 | 57722-1 | CWE | Birth plurality of Pregnancy | LL829-3 | Plurality / Birth plurality |  | 11 | LA14557-5 | 11 | LN | LA14557-5^11^LN
123 | 57722-1 | CWE | Birth plurality of Pregnancy | LL829-3 | Plurality / Birth plurality |  | 12 | LA14558-3 | 12 | LN | LA14558-3^12^LN
124 | 57722-1 | CWE | Birth plurality of Pregnancy | LL829-3 | Plurality / Birth plurality |  | 99 | LA12914-0 | Unknown plurality | LN | LA12914-0^Unknown plurality^LN
125 | 79569-0 | CWE | Blood product given | LL3859-7 | Blood products |  |  | LA25396-5 | Blood product transfusion that includes Red Blood Cells (RBC) | LN | LA25396-5^Blood product transfusion that includes Red Blood Cells (RBC)^LN
126 | 79569-0 | CWE | Blood product given | LL3859-7 | Blood products |  |  | LA25397-3 | Blood product transfusion that does NOT include Red Blood Cells (RBC) | LN | LA25397-3^Blood product transfusion that does NOT include Red Blood Cells (RBC)^LN
127 | 79569-0 | CWE | Blood product given | LL3859-7 | Blood products |  |  | LA25398-1 | Extracorporeal life support (ECLS)/Extracorporeal membrane oxygenation (ECMO) | LN | LA25398-1^Extracorporeal life support (ECLS)/Extracorporeal membrane oxygenation (ECMO)^LN
128 | 79569-0 | CWE | Blood product given | LL3859-7 | Blood products |  |  | LA25399-9 | Intrauterine Fetal Blood Transfusion that includes Red Blood Cells (RBC) | LN | LA25399-9^Intrauterine Fetal Blood Transfusion that includes Red Blood Cells (RBC)^LN
129 | 79569-0 | CWE | Blood product given | LL3859-7 | Blood products |  |  | LA25400-5 | Intrauterine Fetal Blood Transfusion that does not includes Red Blood Cells (RBC) | LN | LA25400-5^Intrauterine Fetal Blood Transfusion that does not includes Red Blood Cells (RBC)^LN
130 | 79569-0 | CWE | Blood product given | LL3859-7 | Blood products |  |  | LA25401-3 | Other blood product transfusion | LN | LA25401-3^Other blood product transfusion^LN
131 | 73700-7 | CWE | CCHD newborn screening interpretation | LL2453-0 | NBS interpretations - CCHD |  |  | LA18592-8 | In range | LN | LA18592-8^In range^LN
132 | 73700-7 | CWE | CCHD newborn screening interpretation | LL2453-0 | NBS interpretations - CCHD |  |  | LA18593-6 | Out of range | LN | LA18593-6^Out of range^LN
133 | 73700-7 | CWE | CCHD newborn screening interpretation | LL2453-0 | NBS interpretations - CCHD |  |  | LA19816-0 | Inconclusive, repeat screen needed | LN | LA19816-0^Inconclusive, repeat screen needed^LN
134 | 73700-7 | CWE | CCHD newborn screening interpretation | LL2453-0 | NBS interpretations - CCHD |  |  | LA19817-8 | Attempted but unsuccessful - technical fail | LN | LA19817-8^Attempted but unsuccessful - technical fail^LN
135 | 73700-7 | CWE | CCHD newborn screening interpretation | LL2453-0 | NBS interpretations - CCHD | SNOMEDCT ©: 262008008 Not performed (qualifier value) |  | LA7304-4 | Not performed | LN | LA7304-4^Not performed^LN
136 | 79566-6 | CWE | Collection method – Dried blood spot | LL3860-5 | DBS collection method |  |  | LA25402-1 | Heel stick | LN | LA25402-1^Heel stick^LN
137 | 79566-6 | CWE | Collection method – Dried blood spot | LL3860-5 | DBS collection method |  |  | LA25403-9 | Capillary tube | LN | LA25403-9^Capillary tube^LN
138 | 79566-6 | CWE | Collection method – Dried blood spot | LL3860-5 | DBS collection method |  |  | LA25404-7 | Line draw | LN | LA25404-7^Line draw^LN
139 | 79566-6 | CWE | Collection method – Dried blood spot | LL3860-5 | DBS collection method |  |  | LA46-8 | Other | LN | LA46-8^Other^LN
140 | 79566-6 | CWE | Collection method – Dried blood spot | LL3860-5 | DBS collection method | SNOMEDCT ©: 261665006 Unknown (qualifier value) |  | LA4489-6 | Unknown | LN | LA4489-6^Unknown^LN
141 | NTE-4 | CWE | Comment Type | HL70364_USL | Comment Type |  |  | 1R | Primary Reason | HL70364 | 1R^Primary Reason^HL70364 | 2.5.1 |  | P | LRI_NDBS
142 | NTE-4 | CWE | Comment Type | HL70364_USL | Comment Type |  |  | 2R | Secondary Reason | HL70364 | 2R^Secondary Reason^HL70364 | 2.5.1 |  | P | LRI_NDBS
143 | NTE-4 | CWE | Comment Type | HL70364_USL | Comment Type |  |  | AIs | Ancillary Instructions | HL70364 | AIs^Ancillary Instructions^HL70364 | 2.5.1 |  | P | LRI_NDBS
144 | NTE-4 | CWE | Comment Type | HL70364_USL | Comment Type |  |  | DR Duplicate/Interaction Reason | Duplicate/Interaction Reason | HL70364 | DR Duplicate/Interaction Reason ^Duplicate/Interaction Reason^HL70364 | 2.5.1 |  | P | LRI_NDBS
145 | NTE-4 | CWE | Comment Type | HL70364_USL | Comment Type |  |  | GI | General Instructions | HL70364 | GI^General Instructions^HL70364 | 2.5.1 |  | P | LRI_NDBS
146 | NTE-4 | CWE | Comment Type | HL70364_USL | Comment Type |  |  | GR | General Reason | HL70364 | GR^General Reason^HL70364 | 2.5.1 |  | P | LRI_NDBS
147 | NTE-4 | CWE | Comment Type | HL70364_USL | Comment Type |  |  | PI | Patient Instructions | HL70364 | PI^Patient Instructions^HL70364 | 2.5.1 |  | P | LRI_NDBS
148 | NTE-4 | CWE | Comment Type | HL70364_USL | Comment Type |  |  | RE | Remark | HL70364 | RE^Remark^HL70364 | 2.5.1 |  | R | LRI_NDBS
149 | 57719-7 | CWE | Conditions tested for in this newborn screening study [Identifier] in Dried blood spot | LL841-8 | NBS conditions tested / Newborn screen conditions tested for |  |  | LA11231-0 | Hemoglobin C crystals | LN | LA11231-0^Hemoglobin C crystals^LN
150 | 57719-7 | CWE | Conditions tested for in this newborn screening study [Identifier] in Dried blood spot | LL841-8 | NBS conditions tested / Newborn screen conditions tested for |  | HEAR | LA24366-9 | Hearing loss | LN | LA24366-9^Hearing loss^LN
151 | 57719-7 | CWE | Conditions tested for in this newborn screening study [Identifier] in Dried blood spot | LL841-8 | NBS conditions tested / Newborn screen conditions tested for | SNOMEDCT ©: 791000124107 2-methyl-3-hydroxybutyric aciduria (disorder) | 2M3HBA | LA12464-6 | 2-Methyl-3-hydroxybutyric aciduria | LN | LA12464-6^2-Methyl-3-hydroxybutyric aciduria^LN
152 | 57719-7 | CWE | Conditions tested for in this newborn screening study [Identifier] in Dried blood spot | LL841-8 | NBS conditions tested / Newborn screen conditions tested for | SNOMEDCT ©: 445596006 2-methylbutyrylglycinuria (disorder) | 2MBG | LA12465-3 | 2-Methylbutyrylglycinuria | LN | LA12465-3^2-Methylbutyrylglycinuria^LN
153 | 57719-7 | CWE | Conditions tested for in this newborn screening study [Identifier] in Dried blood spot | LL841-8 | NBS conditions tested / Newborn screen conditions tested for | SNOMEDCT ©: 13144005 Methylcrotonyl-CoA carboxylase deficiency (disorder) | 3-MCC | LA12466-1 | 3-Methylcrotonyl-CoA carboxylase deficiency | LN | LA12466-1^3-Methylcrotonyl-CoA carboxylase deficiency^LN
154 | 57719-7 | CWE | Conditions tested for in this newborn screening study [Identifier] in Dried blood spot | LL841-8 | NBS conditions tested / Newborn screen conditions tested for | SNOMEDCT ©: 206001006 Fetal or neonatal effect of maternal problem unrelated to pregnancy (disorder) | 3-MCC (mat) | LA12467-9 | 3-Methylcrotonyl-CoA carboxylase deficiency (maternal) | LN | LA12467-9^3-Methylcrotonyl-CoA carboxylase deficiency (maternal)^LN
155 | 57719-7 | CWE | Conditions tested for in this newborn screening study [Identifier] in Dried blood spot | LL841-8 | NBS conditions tested / Newborn screen conditions tested for | SNOMEDCT ©: 237950009 3-Methylglutaconic aciduria (disorder) | 3MGA | LA12468-7 | 3-Methylglutaconic aciduria | LN | LA12468-7^3-Methylglutaconic aciduria^LN
156 | 57719-7 | CWE | Conditions tested for in this newborn screening study [Identifier] in Dried blood spot | LL841-8 | NBS conditions tested / Newborn screen conditions tested for | SNOMEDCT ©: 39112005 Glutathione synthase deficiency with 5-oxoprolinuria (disorder) | 5-OXO | LA12469-5 | Pyroglutamic acidemia | LN | LA12469-5^Pyroglutamic acidemia^LN
157 | 57719-7 | CWE | Conditions tested for in this newborn screening study [Identifier] in Dried blood spot | LL841-8 | NBS conditions tested / Newborn screen conditions tested for |  | ARG | LA21161-7 | Argininemia | LN | LA21161-7^Argininemia^LN
158 | 57719-7 | CWE | Conditions tested for in this newborn screening study [Identifier] in Dried blood spot | LL841-8 | NBS conditions tested / Newborn screen conditions tested for |  | ASA | LA21162-5 | Argininosuccinic aciduria | LN | LA21162-5^Argininosuccinic aciduria^LN
159 | 57719-7 | CWE | Conditions tested for in this newborn screening study [Identifier] in Dried blood spot | LL841-8 | NBS conditions tested / Newborn screen conditions tested for | SNOMEDCT ©: 237914002 6-Pyruvoyl-tetrahydrobiopterin synthase deficiency (disorder) | BIOPT-BS | LA12472-9 | Biopterin defect in cofactor biosynthesis | LN | LA12472-9^Biopterin defect in cofactor biosynthesis^LN
160 | 57719-7 | CWE | Conditions tested for in this newborn screening study [Identifier] in Dried blood spot | LL841-8 | NBS conditions tested / Newborn screen conditions tested for | SNOMEDCT ©: 58256000 Dihydropteridine reductase deficiency (disorder) | BIOPT-REG | LA12473-7 | Biopterin defect in cofactor regeneration | LN | LA12473-7^Biopterin defect in cofactor regeneration^LN
161 | 57719-7 | CWE | Conditions tested for in this newborn screening study [Identifier] in Dried blood spot | LL841-8 | NBS conditions tested / Newborn screen conditions tested for | SNOMEDCT ©: 237953006 Mitochondrial 2-methylacetoacetyl-CoA thiolase deficiency - potassium stimulated (disorder) | BKT | LA12474-5 | Beta-ketothiolase deficiency | LN | LA12474-5^Beta-ketothiolase deficiency^LN
162 | 57719-7 | CWE | Conditions tested for in this newborn screening study [Identifier] in Dried blood spot | LL841-8 | NBS conditions tested / Newborn screen conditions tested for | SNOMEDCT ©: 238003000 Carnitine acylcarnitine translocase deficiency (disorder) | CACT | LA12475-2 | Carnitine acylcarnitine translocase deficiency | LN | LA12475-2^Carnitine acylcarnitine translocase deficiency^LN
163 | 57719-7 | CWE | Conditions tested for in this newborn screening study [Identifier] in Dried blood spot | LL841-8 | NBS conditions tested / Newborn screen conditions tested for | SNOMEDCT ©: 73843004 Cobalamin A disease (disorder) | CBL A | LA12476-0 | Cobalamin A disease | LN | LA12476-0^Cobalamin A disease^LN
164 | 57719-7 | CWE | Conditions tested for in this newborn screening study [Identifier] in Dried blood spot | LL841-8 | NBS conditions tested / Newborn screen conditions tested for | SNOMEDCT ©: 82245003 Cobalamin B disease (disorder) | CBL B | LA12477-8 | Cobalamin B disease | LN | LA12477-8^Cobalamin B disease^LN
165 | 57719-7 | CWE | Conditions tested for in this newborn screening study [Identifier] in Dried blood spot | LL841-8 | NBS conditions tested / Newborn screen conditions tested for | SNOMEDCT ©: 74653006 Cobalamin C disease (disorder) | CBL C | LA12478-6 | Cobalamin C disease | LN | LA12478-6^Cobalamin C disease^LN
166 | 57719-7 | CWE | Conditions tested for in this newborn screening study [Identifier] in Dried blood spot | LL841-8 | NBS conditions tested / Newborn screen conditions tested for | SNOMEDCT ©: 31220004 Cobalamin D disease (disorder) | CBL D | LA12479-4 | Cobalamin D disease | LN | LA12479-4^Cobalamin D disease^LN
167 | 57719-7 | CWE | Conditions tested for in this newborn screening study [Identifier] in Dried blood spot | LL841-8 | NBS conditions tested / Newborn screen conditions tested for | SNOMEDCT ©: 360373000 Adenosylcobalamin and methylcobalamin synthesis defect (disorder) | CBL E | LA12480-2 | Cobalamin E disease | LN | LA12480-2^Cobalamin E disease^LN
168 | 57719-7 | CWE | Conditions tested for in this newborn screening study [Identifier] in Dried blood spot | LL841-8 | NBS conditions tested / Newborn screen conditions tested for | SNOMEDCT ©: 721187005 Methylcobalamin deficiency type cbl G (disorder) | CBL G | LA12481-0 | CBL G type Methylcobalamin deficiency | LN | LA12481-0^CBL G type Methylcobalamin deficiency^LN
169 | 57719-7 | CWE | Conditions tested for in this newborn screening study [Identifier] in Dried blood spot | LL841-8 | NBS conditions tested / Newborn screen conditions tested for | SNOMEDCT ©: 398680004 Citrullinemia (disorder) | CIT-I | LA12482-8 | Citrullinemia, type I | LN | LA12482-8^Citrullinemia, type I^LN
170 | 57719-7 | CWE | Conditions tested for in this newborn screening study [Identifier] in Dried blood spot | LL841-8 | NBS conditions tested / Newborn screen conditions tested for | SNOMEDCT ©: 716863007 Citrullinemia type II (disorder) | CIT-II | LA12483-6 | Citrullinemia, type II | LN | LA12483-6^Citrullinemia, type II^LN
171 | 57719-7 | CWE | Conditions tested for in this newborn screening study [Identifier] in Dried blood spot | LL841-8 | NBS conditions tested / Newborn screen conditions tested for | SNOMEDCT ©: 62522004 Deficiency of transcarbamoylase (disorder) | CPS | LA12484-4 | Carbamoyl-phosphate synthase deficiency | LN | LA12484-4^Carbamoyl-phosphate synthase deficiency^LN
172 | 57719-7 | CWE | Conditions tested for in this newborn screening study [Identifier] in Dried blood spot | LL841-8 | NBS conditions tested / Newborn screen conditions tested for | SNOMEDCT ©: 238001003 Carnitine palmitoyltransferase I deficiency (disorder) | CPT-Ia | LA12485-1 | Carnitine palmitoyltransferase type I deficiency | LN | LA12485-1^Carnitine palmitoyltransferase type I deficiency^LN
173 | 57719-7 | CWE | Conditions tested for in this newborn screening study [Identifier] in Dried blood spot | LL841-8 | NBS conditions tested / Newborn screen conditions tested for | SNOMEDCT ©: 238002005 Carnitine palmitoyltransferase II deficiency (disorder) | CPT-II | LA12486-9 | Carnitine palmitoyltransferase type II deficiency | LN | LA12486-9^Carnitine palmitoyltransferase type II deficiency^LN
174 | 57719-7 | CWE | Conditions tested for in this newborn screening study [Identifier] in Dried blood spot | LL841-8 | NBS conditions tested / Newborn screen conditions tested for | SNOMEDCT ©: 21764004 Renal carnitine transport defect (disorder) | CUD | LA12487-7 | Carnitine uptake deficiency/carnitine transport defect | LN | LA12487-7^Carnitine uptake deficiency/carnitine transport defect^LN
175 | 57719-7 | CWE | Conditions tested for in this newborn screening study [Identifier] in Dried blood spot | LL841-8 | NBS conditions tested / Newborn screen conditions tested for | SNOMEDCT ©: 206001006 Fetal or neonatal effect of maternal problem unrelated to pregnancy (disorder) | CUD (mat) | LA12488-5 | Carnitine uptake deficiency/carnitine transport defect (maternal) | LN | LA12488-5^Carnitine uptake deficiency/carnitine transport defect (maternal)^LN
176 | 57719-7 | CWE | Conditions tested for in this newborn screening study [Identifier] in Dried blood spot | LL841-8 | NBS conditions tested / Newborn screen conditions tested for | SNOMEDCT ©: 444944006 Deficiency of 2,4-dienoyl-coenzyme A reductase (disorder) | De-Red | LA12489-3 | 2,4-Dienoyl-CoA reductase deficiency | LN | LA12489-3^2,4-Dienoyl-CoA reductase deficiency^LN
177 | 57719-7 | CWE | Conditions tested for in this newborn screening study [Identifier] in Dried blood spot | LL841-8 | NBS conditions tested / Newborn screen conditions tested for | SNOMEDCT ©: 29914000 Dihydrolipoamide dehydrogenase deficiency (disorder) | E3 | LA12490-1 | Dihydrolipoamide dehydrogenase deficiency | LN | LA12490-1^Dihydrolipoamide dehydrogenase deficiency^LN
178 | 57719-7 | CWE | Conditions tested for in this newborn screening study [Identifier] in Dried blood spot | LL841-8 | NBS conditions tested / Newborn screen conditions tested for | SNOMEDCT ©: 811000124106 Ethylmalonic encephalopathy (disorder) | EMA | LA12491-9 | Ethylmalonic encephalopathy | LN | LA12491-9^Ethylmalonic encephalopathy^LN
179 | 57719-7 | CWE | Conditions tested for in this newborn screening study [Identifier] in Dried blood spot | LL841-8 | NBS conditions tested / Newborn screen conditions tested for | SNOMEDCT ©: 59761008 Glutamate formiminotransferase deficiency (disorder) | FIGLU | LA12492-7 | Formiminoglutamic acidemia | LN | LA12492-7^Formiminoglutamic acidemia^LN
180 | 57719-7 | CWE | Conditions tested for in this newborn screening study [Identifier] in Dried blood spot | LL841-8 | NBS conditions tested / Newborn screen conditions tested for | SNOMEDCT ©: 76175005 Glutaric aciduria, type 1 (disorder) | GA-1 | LA12493-5 | Glutaric acidemia type I | LN | LA12493-5^Glutaric acidemia type I^LN
181 | 57719-7 | CWE | Conditions tested for in this newborn screening study [Identifier] in Dried blood spot | LL841-8 | NBS conditions tested / Newborn screen conditions tested for | SNOMEDCT ©: 206001006 Fetal or neonatal effect of maternal problem unrelated to pregnancy (disorder) | GA-1 (mat) | LA12494-3 | Glutaric acidemia (maternal) | LN | LA12494-3^Glutaric acidemia (maternal)^LN
182 | 57719-7 | CWE | Conditions tested for in this newborn screening study [Identifier] in Dried blood spot | LL841-8 | NBS conditions tested / Newborn screen conditions tested for | SNOMEDCT ©: 22886006 Glutaric aciduria, type 2 (disorder) | GA-2 | LA12495-0 | Glutaric acidemia type II | LN | LA12495-0^Glutaric acidemia type II^LN
183 | 57719-7 | CWE | Conditions tested for in this newborn screening study [Identifier] in Dried blood spot | LL841-8 | NBS conditions tested / Newborn screen conditions tested for | SNOMEDCT ©: 11282001 Homocystinuria (disorder) | HCY | LA12496-8 | Homocystinuria | LN | LA12496-8^Homocystinuria^LN
184 | 57719-7 | CWE | Conditions tested for in this newborn screening study [Identifier] in Dried blood spot | LL841-8 | NBS conditions tested / Newborn screen conditions tested for | SNOMEDCT ©: 30287008 Hyperornithinemia-hyperammonemia-homocitrullinuria syndrome (disorder) | HHH | LA12497-6 | Hyperornithinemia-hyperammonemia-homocitrullinuria syndrome | LN | LA12497-6^Hyperornithinemia-hyperammonemia-homocitrullinuria syndrome^LN
185 | 57719-7 | CWE | Conditions tested for in this newborn screening study [Identifier] in Dried blood spot | LL841-8 | NBS conditions tested / Newborn screen conditions tested for | SNOMEDCT ©: 410058007 Histidinemia (disorder) | HIS | LA12498-4 | Histidinemia | LN | LA12498-4^Histidinemia^LN
186 | 57719-7 | CWE | Conditions tested for in this newborn screening study [Identifier] in Dried blood spot | LL841-8 | NBS conditions tested / Newborn screen conditions tested for | SNOMEDCT ©: 410059004 Deficiency of hydroxymethylglutaryl-CoA lyase (disorder) | HMG | LA12499-2 | 3-Hydroxy-3-methylglutaric aciduria | LN | LA12499-2^3-Hydroxy-3-methylglutaric aciduria^LN
187 | 57719-7 | CWE | Conditions tested for in this newborn screening study [Identifier] in Dried blood spot | LL841-8 | NBS conditions tested / Newborn screen conditions tested for | SNOMEDCT ©: 68528007 Hyperphenylalaninemia (disorder) | H-PHE | LA12500-7 | Hyperphenylalaninemia (variant, benign) | LN | LA12500-7^Hyperphenylalaninemia (variant, benign)^LN
188 | 57719-7 | CWE | Conditions tested for in this newborn screening study [Identifier] in Dried blood spot | LL841-8 | NBS conditions tested / Newborn screen conditions tested for | SNOMEDCT ©: 58558003 Hyperlysinemia (disorder) | Hyper LYS | LA12501-5 | Hyperlysinemia | LN | LA12501-5^Hyperlysinemia^LN
189 | 57719-7 | CWE | Conditions tested for in this newborn screening study [Identifier] in Dried blood spot | LL841-8 | NBS conditions tested / Newborn screen conditions tested for | SNOMEDCT ©: 314467007 Ornithine oxo-acid aminotransferase deficiency (disorder) | Hyper ORN | LA12502-3 | Girate atrophy of the retina | LN | LA12502-3^Girate atrophy of the retina^LN
190 | 57719-7 | CWE | Conditions tested for in this newborn screening study [Identifier] in Dried blood spot | LL841-8 | NBS conditions tested / Newborn screen conditions tested for | SNOMEDCT ©: 47719001 Hypervalinemia (disorder) | Hyper VAL | LA12503-1 | Valinemia | LN | LA12503-1^Valinemia^LN
191 | 57719-7 | CWE | Conditions tested for in this newborn screening study [Identifier] in Dried blood spot | LL841-8 | NBS conditions tested / Newborn screen conditions tested for | SNOMEDCT ©: 445571008 Isobutyrylglycinuria (disorder) | IBG | LA12504-9 | Isobutyrylglycinuria | LN | LA12504-9^Isobutyrylglycinuria^LN
192 | 57719-7 | CWE | Conditions tested for in this newborn screening study [Identifier] in Dried blood spot | LL841-8 | NBS conditions tested / Newborn screen conditions tested for | SNOMEDCT ©: 87827003 Isovaleryl-CoA dehydrogenase deficiency (disorder) | IVA | LA12505-6 | Isovaleric acidemia | LN | LA12505-6^Isovaleric acidemia^LN
193 | 57719-7 | CWE | Conditions tested for in this newborn screening study [Identifier] in Dried blood spot | LL841-8 | NBS conditions tested / Newborn screen conditions tested for | SNOMEDCT ©: 190882007 Lactic acidemia (disorder) | LACTIC | LA12506-4 | Primary lactic acidemia | LN | LA12506-4^Primary lactic acidemia^LN
194 | 57719-7 | CWE | Conditions tested for in this newborn screening study [Identifier] in Dried blood spot | LL841-8 | NBS conditions tested / Newborn screen conditions tested for | SNOMEDCT ©: 307127004 Mitochondrial trifunctional protein deficiency (disorder) | LCHAD | LA12507-2 | Long-chain L-3 hydroxyacyl-CoA dehydrogenase deficiency | LN | LA12507-2^Long-chain L-3 hydroxyacyl-CoA dehydrogenase deficiency^LN
195 | 57719-7 | CWE | Conditions tested for in this newborn screening study [Identifier] in Dried blood spot | LL841-8 | NBS conditions tested / Newborn screen conditions tested for | SNOMEDCT ©: 124594007 Deficiency of malonyl-CoA decarboxylase (disorder) | MAL | LA12508-0 | Malonic acidemia | LN | LA12508-0^Malonic acidemia^LN
196 | 57719-7 | CWE | Conditions tested for in this newborn screening study [Identifier] in Dried blood spot | LL841-8 | NBS conditions tested / Newborn screen conditions tested for | SNOMEDCT ©: 128596003 Medium-chain acyl-coenzyme A dehydrogenase deficiency (disorder) | MCAD | LA12509-8 | Medium-chain acyl-CoA dehydrogenase deficiency | LN | LA12509-8^Medium-chain acyl-CoA dehydrogenase deficiency^LN
197 | 57719-7 | CWE | Conditions tested for in this newborn screening study [Identifier] in Dried blood spot | LL841-8 | NBS conditions tested / Newborn screen conditions tested for | SNOMEDCT ©: 360369003 Holocarboxylase synthase deficiency (disorder) | MCD | LA12510-6 | Holoocarboxylase synthase deficiency | LN | LA12510-6^Holoocarboxylase synthase deficiency^LN
198 | 57719-7 | CWE | Conditions tested for in this newborn screening study [Identifier] in Dried blood spot | LL841-8 | NBS conditions tested / Newborn screen conditions tested for | SNOMEDCT ©: 124265004 Deficiency of acetyl-CoA acyltransferase (disorder) | MCKAT | LA12511-4 | Medium-chain ketoacyl-CoA thiolase deficiency | LN | LA12511-4^Medium-chain ketoacyl-CoA thiolase deficiency^LN
199 | 57719-7 | CWE | Conditions tested for in this newborn screening study [Identifier] in Dried blood spot | LL841-8 | NBS conditions tested / Newborn screen conditions tested for | SNOMEDCT ©: 43123004 Hypermethioninemia (disorder) | MET | LA12512-2 | Hypermethioninemia | LN | LA12512-2^Hypermethioninemia^LN
200 | 57719-7 | CWE | Conditions tested for in this newborn screening study [Identifier] in Dried blood spot | LL841-8 | NBS conditions tested / Newborn screen conditions tested for |  | MSUD | LA21168-2 | Maple syrup urine disease | LN | LA21168-2^Maple syrup urine disease^LN
201 | 57719-7 | CWE | Conditions tested for in this newborn screening study [Identifier] in Dried blood spot | LL841-8 | NBS conditions tested / Newborn screen conditions tested for | SNOMEDCT ©: 41797007 5,10-Methylenetetrahydrofolate reductase deficiency (disorder) | MTHFR | LA12514-8 | Methylene tetrahydrofolate reductase deficiency | LN | LA12514-8^Methylene tetrahydrofolate reductase deficiency^LN
202 | 57719-7 | CWE | Conditions tested for in this newborn screening study [Identifier] in Dried blood spot | LL841-8 | NBS conditions tested / Newborn screen conditions tested for | SNOMEDCT ©: 124680001 Deficiency of methylmalonyl-CoA mutase (disorder) | MUT | LA12515-5 | Methylmalonic acidemia | LN | LA12515-5^Methylmalonic acidemia^LN
203 | 57719-7 | CWE | Conditions tested for in this newborn screening study [Identifier] in Dried blood spot | LL841-8 | NBS conditions tested / Newborn screen conditions tested for | SNOMEDCT ©: 237939006 Non-ketotic hyperglycinemia (disorder) | NKHG | LA12516-3 | Nonketotic hyperglycinemia (glycine encephalopathy) | LN | LA12516-3^Nonketotic hyperglycinemia (glycine encephalopathy)^LN
204 | 57719-7 | CWE | Conditions tested for in this newborn screening study [Identifier] in Dried blood spot | LL841-8 | NBS conditions tested / Newborn screen conditions tested for | SNOMEDCT ©: 25739007 Hyperhydroxyprolinemia (disorder) | OH PRO | LA12517-1 | Hydroxyprolinemia | LN | LA12517-1^Hydroxyprolinemia^LN
205 | 57719-7 | CWE | Conditions tested for in this newborn screening study [Identifier] in Dried blood spot | LL841-8 | NBS conditions tested / Newborn screen conditions tested for | SNOMEDCT ©: 80908008 Ornithine carbamoyltransferase deficiency (disorder) | OTC | LA12518-9 | Ornithine transcarbamylase deficiency | LN | LA12518-9^Ornithine transcarbamylase deficiency^LN
206 | 57719-7 | CWE | Conditions tested for in this newborn screening study [Identifier] in Dried blood spot | LL841-8 | NBS conditions tested / Newborn screen conditions tested for | SNOMEDCT ©: 87694001 Pyruvate carboxylase deficiency (disorder) | PC | LA12519-7 | Pyruvate carboxylase deficiency | LN | LA12519-7^Pyruvate carboxylase deficiency^LN
207 | 57719-7 | CWE | Conditions tested for in this newborn screening study [Identifier] in Dried blood spot | LL841-8 | NBS conditions tested / Newborn screen conditions tested for | SNOMEDCT ©: 7573000 Classical phenylketonuria (disorder) | PKU | LA12520-5 | Classic phenylketonuria | LN | LA12520-5^Classic phenylketonuria^LN
208 | 57719-7 | CWE | Conditions tested for in this newborn screening study [Identifier] in Dried blood spot | LL841-8 | NBS conditions tested / Newborn screen conditions tested for | SNOMEDCT ©: 61071003 Proline dehydrogenase deficiency (disorder) | PRO I | LA12521-3 | Hyperprolinemia type I | LN | LA12521-3^Hyperprolinemia type I^LN
209 | 57719-7 | CWE | Conditions tested for in this newborn screening study [Identifier] in Dried blood spot | LL841-8 | NBS conditions tested / Newborn screen conditions tested for | SNOMEDCT ©: 717181004 Hyperprolinemia type 2 (disorder) | PRO II | LA12522-1 | Hyperprolinemia type II | LN | LA12522-1^Hyperprolinemia type II^LN
210 | 57719-7 | CWE | Conditions tested for in this newborn screening study [Identifier] in Dried blood spot | LL841-8 | NBS conditions tested / Newborn screen conditions tested for | SNOMEDCT ©: 69080001 Propionic acidemia (disorder) | PROP | LA12523-9 | Propionic acidemia | LN | LA12523-9^Propionic acidemia^LN
211 | 57719-7 | CWE | Conditions tested for in this newborn screening study [Identifier] in Dried blood spot | LL841-8 | NBS conditions tested / Newborn screen conditions tested for | SNOMEDCT ©: 124166007 Deficiency of butyryl-CoA dehydrogenase (disorder) | SCAD | LA12524-7 | Short-chain acyl-CoA dehydrogenase deficiency | LN | LA12524-7^Short-chain acyl-CoA dehydrogenase deficiency^LN
212 | 57719-7 | CWE | Conditions tested for in this newborn screening study [Identifier] in Dried blood spot | LL841-8 | NBS conditions tested / Newborn screen conditions tested for | SNOMEDCT ©: 237998000 Short chain 3-hydroxyacyl-CoA dehydrogenase deficiency (disorder) | SCHAD | LA12525-4 | Short-chain L-3-hydroxy acyl-CoA dehydrogenase deficiency | LN | LA12525-4^Short-chain L-3-hydroxy acyl-CoA dehydrogenase deficiency^LN
213 | 57719-7 | CWE | Conditions tested for in this newborn screening study [Identifier] in Dried blood spot | LL841-8 | NBS conditions tested / Newborn screen conditions tested for | SNOMEDCT ©: 445275003 Deficiency of succinate-coenzyme A ligase (disorder) | SUCLA2 | LA12526-2 | Succinyl-CoA ligase deficiency | LN | LA12526-2^Succinyl-CoA ligase deficiency^LN
214 | 57719-7 | CWE | Conditions tested for in this newborn screening study [Identifier] in Dried blood spot | LL841-8 | NBS conditions tested / Newborn screen conditions tested for | SNOMEDCT ©: 237999008 Mitochondrial trifunctional protein deficiency (disorder) | TFP | LA12527-0 | Trifunctional protein deficiency | LN | LA12527-0^Trifunctional protein deficiency^LN
215 | 57719-7 | CWE | Conditions tested for in this newborn screening study [Identifier] in Dried blood spot | LL841-8 | NBS conditions tested / Newborn screen conditions tested for | SNOMEDCT ©: 410056006 Tyrosinemia type I (disorder) | TYR-I | LA12528-8 | Tyrosinemia, type I | LN | LA12528-8^Tyrosinemia, type I^LN
216 | 57719-7 | CWE | Conditions tested for in this newborn screening study [Identifier] in Dried blood spot | LL841-8 | NBS conditions tested / Newborn screen conditions tested for | SNOMEDCT ©: 4887000 Hypertyrosinemia, Richner-Hanhart type (disorder) | TYR-II | LA12529-6 | Tyrosinemia, type II | LN | LA12529-6^Tyrosinemia, type II^LN
217 | 57719-7 | CWE | Conditions tested for in this newborn screening study [Identifier] in Dried blood spot | LL841-8 | NBS conditions tested / Newborn screen conditions tested for | SNOMEDCT ©: 415764005 Tyrosinemia type III (disorder) | TYR-III | LA12530-4 | Tyrosinemia, type III | LN | LA12530-4^Tyrosinemia, type III^LN
218 | 57719-7 | CWE | Conditions tested for in this newborn screening study [Identifier] in Dried blood spot | LL841-8 | NBS conditions tested / Newborn screen conditions tested for | SNOMEDCT ©: 237997005 Very long chain acyl-CoA dehydrogenase deficiency (disorder) | VLCAD | LA12531-2 | Very long-chain acyl-CoA dehydrogenase deficiency | LN | LA12531-2^Very long-chain acyl-CoA dehydrogenase deficiency^LN
219 | 57719-7 | CWE | Conditions tested for in this newborn screening study [Identifier] in Dried blood spot | LL841-8 | NBS conditions tested / Newborn screen conditions tested for | SNOMEDCT ©: 8808004 Biotinidase deficiency (disorder) | BIO | LA12532-0 | Biotinidase deficiency | LN | LA12532-0^Biotinidase deficiency^LN
220 | 57719-7 | CWE | Conditions tested for in this newborn screening study [Identifier] in Dried blood spot | LL841-8 | NBS conditions tested / Newborn screen conditions tested for | SNOMEDCT ©: 237751000 Congenital adrenal hyperplasia (disorder) | CAH | LA12533-8 | Congenital adrenal hyperplasia | LN | LA12533-8^Congenital adrenal hyperplasia^LN
221 | 57719-7 | CWE | Conditions tested for in this newborn screening study [Identifier] in Dried blood spot | LL841-8 | NBS conditions tested / Newborn screen conditions tested for | SNOMEDCT ©: 190905008 Cystic fibrosis (disorder) | CF | LA22202-8 | Cystic fibrosis | LN | LA22202-8^Cystic fibrosis^LN
222 | 57719-7 | CWE | Conditions tested for in this newborn screening study [Identifier] in Dried blood spot | LL841-8 | NBS conditions tested / Newborn screen conditions tested for | SNOMEDCT ©: 190268003 Congenital hypothyroidism (disorder) | CH | LA12538-7 | Primary congenital hypothyroidism | LN | LA12538-7^Primary congenital hypothyroidism^LN
223 | 57719-7 | CWE | Conditions tested for in this newborn screening study [Identifier] in Dried blood spot | LL841-8 | NBS conditions tested / Newborn screen conditions tested for | SNOMEDCT ©: 82598004 Secondary hypothyroidism (disorder) | CH2 | LA12539-5 | Secondary congenital hypothyroidism | LN | LA12539-5^Secondary congenital hypothyroidism^LN
224 | 57719-7 | CWE | Conditions tested for in this newborn screening study [Identifier] in Dried blood spot | LL841-8 | NBS conditions tested / Newborn screen conditions tested for | SNOMEDCT ©: 124134002 Deficiency of glucose-6-phosphate dehydrogenase (disorder) | G6PD | LA12540-3 | Glucose-6-phosphate dehydrogenase deficiency | LN | LA12540-3^Glucose-6-phosphate dehydrogenase deficiency^LN
225 | 57719-7 | CWE | Conditions tested for in this newborn screening study [Identifier] in Dried blood spot | LL841-8 | NBS conditions tested / Newborn screen conditions tested for | SNOMEDCT ©: 8849004 Uridine diphosphate (UDP) glucose-4-epimerase deficiency (disorder) | GALE | LA12541-1 | Galactoepimerase deficiency | LN | LA12541-1^Galactoepimerase deficiency^LN
226 | 57719-7 | CWE | Conditions tested for in this newborn screening study [Identifier] in Dried blood spot | LL841-8 | NBS conditions tested / Newborn screen conditions tested for | SNOMEDCT ©: 124302001 Deficiency of galactokinase (disorder) | GALT | LA12542-9 | Galactokinase deficiency | LN | LA12542-9^Galactokinase deficiency^LN
227 | 57719-7 | CWE | Conditions tested for in this newborn screening study [Identifier] in Dried blood spot | LL841-8 | NBS conditions tested / Newborn screen conditions tested for |  | GALT | LA21165-8 | Classical galactosemia | LN | LA21165-8^Classical galactosemia^LN
228 | 57719-7 | CWE | Conditions tested for in this newborn screening study [Identifier] in Dried blood spot | LL841-8 | NBS conditions tested / Newborn screen conditions tested for | SNOMEDCT ©: 76050008 Hemoglobin C trait (disorder) |  | LA12602-1 | Hb C-carrier | LN | LA12602-1^Hb C-carrier^LN
229 | 57719-7 | CWE | Conditions tested for in this newborn screening study [Identifier] in Dried blood spot | LL841-8 | NBS conditions tested / Newborn screen conditions tested for | SNOMEDCT ©: 7391009 Hemoglobin D trait (disorder) |  | LA12603-9 | Hb D-carrier | LN | LA12603-9^Hb D-carrier^LN
230 | 57719-7 | CWE | Conditions tested for in this newborn screening study [Identifier] in Dried blood spot | LL841-8 | NBS conditions tested / Newborn screen conditions tested for | SNOMEDCT ©: 46248003 Hemoglobin E trait (disorder) |  | LA12604-7 | Hb E-carrier | LN | LA12604-7^Hb E-carrier^LN
231 | 57719-7 | CWE | Conditions tested for in this newborn screening study [Identifier] in Dried blood spot | LL841-8 | NBS conditions tested / Newborn screen conditions tested for |  |  | LA12605-4 | Hb O-Arab carrier | LN | LA12605-4^Hb O-Arab carrier^LN
232 | 57719-7 | CWE | Conditions tested for in this newborn screening study [Identifier] in Dried blood spot | LL841-8 | NBS conditions tested / Newborn screen conditions tested for | SNOMEDCT ©: 16402000 Sickle cell trait (disorder) |  | LA12606-2 | Hb S (sickle)-carrier | LN | LA12606-2^Hb S (sickle)-carrier^LN
233 | 57719-7 | CWE | Conditions tested for in this newborn screening study [Identifier] in Dried blood spot | LL841-8 | NBS conditions tested / Newborn screen conditions tested for | SNOMEDCT ©: 51053007 Hemoglobin C disease (disorder) |  | LA12607-0 | Hb C-disease | LN | LA12607-0^Hb C-disease^LN
234 | 57719-7 | CWE | Conditions tested for in this newborn screening study [Identifier] in Dried blood spot | LL841-8 | NBS conditions tested / Newborn screen conditions tested for | SNOMEDCT ©: 119691000119106 Hemoglobin C/beta thalassemia disease (disorder) |  | LA12608-8 | Hb C beta-thalassemia | LN | LA12608-8^Hb C beta-thalassemia^LN
235 | 57719-7 | CWE | Conditions tested for in this newborn screening study [Identifier] in Dried blood spot | LL841-8 | NBS conditions tested / Newborn screen conditions tested for |  |  | LA12609-6 | Hb D-disease | LN | LA12609-6^Hb D-disease^LN
236 | 57719-7 | CWE | Conditions tested for in this newborn screening study [Identifier] in Dried blood spot | LL841-8 | NBS conditions tested / Newborn screen conditions tested for | SNOMEDCT ©: 119701000119106 Hemoglobin D/beta thalassemia disease (disorder) |  | LA12610-4 | Hb D beta-thalassemia | LN | LA12610-4^Hb D beta-thalassemia^LN
237 | 57719-7 | CWE | Conditions tested for in this newborn screening study [Identifier] in Dried blood spot | LL841-8 | NBS conditions tested / Newborn screen conditions tested for | SNOMEDCT ©: 86715000 beta^0^ Thalassemia (disorder) |  | LA12611-2 | Hb beta zero-thalassemia | LN | LA12611-2^Hb beta zero-thalassemia^LN
238 | 57719-7 | CWE | Conditions tested for in this newborn screening study [Identifier] in Dried blood spot | LL841-8 | NBS conditions tested / Newborn screen conditions tested for | SNOMEDCT ©: 25065001 Hemoglobin E disease (disorder) |  | LA12612-0 | Hb E-disease | LN | LA12612-0^Hb E-disease^LN
239 | 57719-7 | CWE | Conditions tested for in this newborn screening study [Identifier] in Dried blood spot | LL841-8 | NBS conditions tested / Newborn screen conditions tested for | SNOMEDCT ©: 234392002 Hemoglobin E/beta thalassemia disease (disorder) |  | LA12613-8 | Hb E beta-thalassemia | LN | LA12613-8^Hb E beta-thalassemia^LN
240 | 57719-7 | CWE | Conditions tested for in this newborn screening study [Identifier] in Dried blood spot | LL841-8 | NBS conditions tested / Newborn screen conditions tested for | SNOMEDCT ©: 127040003 Hereditary hemoglobinopathy disorder homozygous for hemoglobin S (disorder) |  | LA12614-6 | Hb SS-disease (sickle cell anemia) | LN | LA12614-6^Hb SS-disease (sickle cell anemia)^LN
241 | 57719-7 | CWE | Conditions tested for in this newborn screening study [Identifier] in Dried blood spot | LL841-8 | NBS conditions tested / Newborn screen conditions tested for | SNOMEDCT ©: 127041004 Sickle cell-beta-thalassemia (disorder) |  | LA12615-3 | Hb S beta-thalassemia | LN | LA12615-3^Hb S beta-thalassemia^LN
242 | 57719-7 | CWE | Conditions tested for in this newborn screening study [Identifier] in Dried blood spot | LL841-8 | NBS conditions tested / Newborn screen conditions tested for | SNOMEDCT ©: 35434009 Sickle cell-hemoglobin C disease (disorder) |  | LA12616-1 | Hb SC-disease | LN | LA12616-1^Hb SC-disease^LN
243 | 57719-7 | CWE | Conditions tested for in this newborn screening study [Identifier] in Dried blood spot | LL841-8 | NBS conditions tested / Newborn screen conditions tested for | SNOMEDCT ©: 25472008 Sickle cell-hemoglobin D disease (disorder) |  | LA12617-9 | Hb SD-disease | LN | LA12617-9^Hb SD-disease^LN
244 | 57719-7 | CWE | Conditions tested for in this newborn screening study [Identifier] in Dried blood spot | LL841-8 | NBS conditions tested / Newborn screen conditions tested for | SNOMEDCT ©: 47024008 Sickle cell-hemoglobin E disease (disorder) |  | LA12618-7 | Hb SE-disease | LN | LA12618-7^Hb SE-disease^LN
245 | 57719-7 | CWE | Conditions tested for in this newborn screening study [Identifier] in Dried blood spot | LL841-8 | NBS conditions tested / Newborn screen conditions tested for | SNOMEDCT ©: 127048005 Sickle cell-Hemoglobin O Arab disease (disorder) |  | LA12619-5 | Hb S O-Arab disease | LN | LA12619-5^Hb S O-Arab disease^LN
246 | 57719-7 | CWE | Conditions tested for in this newborn screening study [Identifier] in Dried blood spot | LL841-8 | NBS conditions tested / Newborn screen conditions tested for | SNOMEDCT ©: 23269001 Double heterozygous sickling disorder |  | LA12620-3 | Hb S plus Hb other than A,C,D,E,O-Arab disease | LN | LA12620-3^Hb S plus Hb other than A,C,D,E,O-Arab disease^LN
247 | 57719-7 | CWE | Conditions tested for in this newborn screening study [Identifier] in Dried blood spot | LL841-8 | NBS conditions tested / Newborn screen conditions tested for | SNOMEDCT ©: 80141007 Hemoglobinopathy (disorder) |  | LA12621-1 | Hb disease other than A, C, D, E, H,O-Arab, S | LN | LA12621-1^Hb disease other than A, C, D, E, H,O-Arab, S^LN
248 | 57719-7 | CWE | Conditions tested for in this newborn screening study [Identifier] in Dried blood spot | LL841-8 | NBS conditions tested / Newborn screen conditions tested for |  |  | LA12622-9 | Hb carrier other than C, D, E, S ,O-Arab | LN | LA12622-9^Hb carrier other than C, D, E, S ,O-Arab^LN
249 | 57719-7 | CWE | Conditions tested for in this newborn screening study [Identifier] in Dried blood spot | LL841-8 | NBS conditions tested / Newborn screen conditions tested for | SNOMEDCT ©: 52079000 Human immunodeficiency virus infection (disorder) | HIV | LA12565-0 | Congenital HIV | LN | LA12565-0^Congenital HIV^LN
250 | 57719-7 | CWE | Conditions tested for in this newborn screening study [Identifier] in Dried blood spot | LL841-8 | NBS conditions tested / Newborn screen conditions tested for | SNOMEDCT ©: 31323000 Severe combined immunodeficiency disease (disorder) | SCID | LA12566-8 | Severe combined immunodeficiency | LN | LA12566-8^Severe combined immunodeficiency^LN
251 | 57719-7 | CWE | Conditions tested for in this newborn screening study [Identifier] in Dried blood spot | LL841-8 | NBS conditions tested / Newborn screen conditions tested for | SNOMEDCT ©: 237544006 Thyroid-binding globulin deficiency (disorder) | TBG | LA12567-6 | Thyroid-binding globulin deficiency | LN | LA12567-6^Thyroid-binding globulin deficiency^LN
252 | 57719-7 | CWE | Conditions tested for in this newborn screening study [Identifier] in Dried blood spot | LL841-8 | NBS conditions tested / Newborn screen conditions tested for | SNOMEDCT ©: 73893000 Congenital toxoplasmosis (disorder) | TOXO | LA12568-4 | Congenital toxoplasmosis | LN | LA12568-4^Congenital toxoplasmosis^LN
253 | 57719-7 | CWE | Conditions tested for in this newborn screening study [Identifier] in Dried blood spot | LL841-8 | NBS conditions tested / Newborn screen conditions tested for | SNOMEDCT ©: 16652001 Fabry's disease (disorder) | GLA | LA14036-0 | Fabry disease | LN | LA14036-0^Fabry disease^LN
254 | 57719-7 | CWE | Conditions tested for in this newborn screening study [Identifier] in Dried blood spot | LL841-8 | NBS conditions tested / Newborn screen conditions tested for | SNOMEDCT ©: 274864009 Glycogen storage disease, type II (disorder) | GAA | LA14037-8 | Pompe disease | LN | LA14037-8^Pompe disease^LN
255 | 57719-7 | CWE | Conditions tested for in this newborn screening study [Identifier] in Dried blood spot | LL841-8 | NBS conditions tested / Newborn screen conditions tested for | SNOMEDCT ©: 192782005 Galactosylceramide beta-galactosidase deficiency (disorder) | GALC | LA14038-6 | Krabbe disease | LN | LA14038-6^Krabbe disease^LN
256 | 57719-7 | CWE | Conditions tested for in this newborn screening study [Identifier] in Dried blood spot | LL841-8 | NBS conditions tested / Newborn screen conditions tested for | SNOMEDCT ©: 190794006 Glucosylceramide beta-glucosidase deficiency (disorder) | GBA | LA14039-4 | Gaucher disease | LN | LA14039-4^Gaucher disease^LN
257 | 57719-7 | CWE | Conditions tested for in this newborn screening study [Identifier] in Dried blood spot | LL841-8 | NBS conditions tested / Newborn screen conditions tested for | SNOMEDCT ©: 58459009 Sphingomyelin/cholesterol lipidosis (disorder) | ASM | LA14040-2 | Niemann Pick disease A/B | LN | LA14040-2^Niemann Pick disease A/B^LN
258 | 57719-7 | CWE | Conditions tested for in this newborn screening study [Identifier] in Dried blood spot | LL841-8 | NBS conditions tested / Newborn screen conditions tested for | SNOMEDCT ©: 48553001 Hemoglobin H disease (disorder) |  | LA16007-9 | Hb H-disease | LN | LA16007-9^Hb H-disease^LN
259 | 57719-7 | CWE | Conditions tested for in this newborn screening study [Identifier] in Dried blood spot | LL841-8 | NBS conditions tested / Newborn screen conditions tested for | SNOMEDCT ©: 80141007 Hemoglobinopathy (disorder) |  | LA16207-5 | Hemoglobinopathies | LN | LA16207-5^Hemoglobinopathies^LN
260 | 57719-7 | CWE | Conditions tested for in this newborn screening study [Identifier] in Dried blood spot | LL841-8 | NBS conditions tested / Newborn screen conditions tested for |  | CCHD | LA20349-9 | Critical congenital heart disease | LN | LA20349-9^Critical congenital heart disease^LN
261 | 57719-7 | CWE | Conditions tested for in this newborn screening study [Identifier] in Dried blood spot | LL841-8 | NBS conditions tested / Newborn screen conditions tested for | SNOMEDCT ©: 65389002 Adrenoleukodystrophy (disorder) | X-ALD | LA25796-6 | X-linked adrenoleukodystrophy | LN | LA25796-6^X-linked adrenoleukodystrophy^LN
262 | 57719-7 | CWE | Conditions tested for in this newborn screening study [Identifier] in Dried blood spot | LL841-8 | NBS conditions tested / Newborn screen conditions tested for | SNOMEDCT ©: 75610003 Mucopolysaccharidosis type I (disorder) | MPS-I | LA25797-4 | Mucopolysaccharidosis type I | LN | LA25797-4^Mucopolysaccharidosis type I^LN
263 | 46758-9 | CWE | Congenital adrenal hyperplasia newborn screen interpretation | LL840-0 | Newborn screening interpretation |  |  | LA18592-8 | In range | LN | LA18592-8^In range^LN
264 | 46758-9 | CWE | Congenital adrenal hyperplasia newborn screen interpretation | LL840-0 | Newborn screening interpretation |  |  | LA4259-3 | Borderline | LN | LA4259-3^Borderline^LN
265 | 46758-9 | CWE | Congenital adrenal hyperplasia newborn screen interpretation | LL840-0 | Newborn screening interpretation | SNOMEDCT ©: 82334004 Indeterminate (qualifier value) |  | LA11884-6 | Indeterminate | LN | LA11884-6^Indeterminate^LN
266 | 46758-9 | CWE | Congenital adrenal hyperplasia newborn screen interpretation | LL840-0 | Newborn screening interpretation |  |  | LA18593-6 | Out of range | LN | LA18593-6^Out of range^LN
267 | 46758-9 | CWE | Congenital adrenal hyperplasia newborn screen interpretation | LL840-0 | Newborn screening interpretation |  |  | LA12430-7 | Out of range requiring further dried blood spot testing for at least one condition | LN | LA12430-7^Out of range requiring further dried blood spot testing for at least one condition^LN
268 | 46758-9 | CWE | Congenital adrenal hyperplasia newborn screen interpretation | LL840-0 | Newborn screening interpretation |  |  | LA25817-0 | Out of range requiring immediate referral | LN | LA25817-0^Out of range requiring immediate referral^LN
269 | 46758-9 | CWE | Congenital adrenal hyperplasia newborn screen interpretation | LL840-0 | Newborn screening interpretation |  |  | LA12431-5 | Out of range requiring immediate second-tier testing for at least one condition | LN | LA12431-5^Out of range requiring immediate second-tier testing for at least one condition^LN
270 | 46758-9 | CWE | Congenital adrenal hyperplasia newborn screen interpretation | LL840-0 | Newborn screening interpretation |  |  | LA18594-4 | Out of range requiring deferred follow-up for at least one condition | LN | LA18594-4^Out of range requiring deferred follow-up for at least one condition^LN
271 | 46758-9 | CWE | Congenital adrenal hyperplasia newborn screen interpretation | LL840-0 | Newborn screening interpretation |  |  | LA16204-2 | One or more tests pending | LN | LA16204-2^One or more tests pending^LN
272 | 46758-9 | CWE | Congenital adrenal hyperplasia newborn screen interpretation | LL840-0 | Newborn screening interpretation |  |  | LA16205-9 | Specimen unsatisfactory for at least one condition | LN | LA16205-9^Specimen unsatisfactory for at least one condition^LN
273 | 46762-1 | CWE | Congenital hypothyroidism newborn screen interpretation | LL840-0 | Newborn screening interpretation |  |  | LA18592-8 | In range | LN | LA18592-8^In range^LN
274 | 46762-1 | CWE | Congenital hypothyroidism newborn screen interpretation | LL840-0 | Newborn screening interpretation |  |  | LA4259-3 | Borderline | LN | LA4259-3^Borderline^LN
275 | 46762-1 | CWE | Congenital hypothyroidism newborn screen interpretation | LL840-0 | Newborn screening interpretation | SNOMEDCT ©: 82334004 Indeterminate (qualifier value) |  | LA11884-6 | Indeterminate | LN | LA11884-6^Indeterminate^LN
276 | 46762-1 | CWE | Congenital hypothyroidism newborn screen interpretation | LL840-0 | Newborn screening interpretation |  |  | LA18593-6 | Out of range | LN | LA18593-6^Out of range^LN
277 | 46762-1 | CWE | Congenital hypothyroidism newborn screen interpretation | LL840-0 | Newborn screening interpretation |  |  | LA12430-7 | Out of range requiring further dried blood spot testing for at least one condition | LN | LA12430-7^Out of range requiring further dried blood spot testing for at least one condition^LN
278 | 46762-1 | CWE | Congenital hypothyroidism newborn screen interpretation | LL840-0 | Newborn screening interpretation |  |  | LA25817-0 | Out of range requiring immediate referral | LN | LA25817-0^Out of range requiring immediate referral^LN
279 | 46762-1 | CWE | Congenital hypothyroidism newborn screen interpretation | LL840-0 | Newborn screening interpretation |  |  | LA12431-5 | Out of range requiring immediate second-tier testing for at least one condition | LN | LA12431-5^Out of range requiring immediate second-tier testing for at least one condition^LN
280 | 46762-1 | CWE | Congenital hypothyroidism newborn screen interpretation | LL840-0 | Newborn screening interpretation |  |  | LA18594-4 | Out of range requiring deferred follow-up for at least one condition | LN | LA18594-4^Out of range requiring deferred follow-up for at least one condition^LN
281 | 46762-1 | CWE | Congenital hypothyroidism newborn screen interpretation | LL840-0 | Newborn screening interpretation |  |  | LA16204-2 | One or more tests pending | LN | LA16204-2^One or more tests pending^LN
282 | 46762-1 | CWE | Congenital hypothyroidism newborn screen interpretation | LL840-0 | Newborn screening interpretation |  |  | LA16205-9 | Specimen unsatisfactory for at least one condition | LN | LA16205-9^Specimen unsatisfactory for at least one condition^LN
283 | NK1-7 | CWE | Contact Role | HL70131_USL | Contact Role |  |  | C | Emergency Contact | HL70131 | C^Emergency Contact^HL70131 | 2.5.1 |  | P | LRI_NDBS
284 | NK1-7 | CWE | Contact Role | HL70131_USL | Contact Role |  |  | E | Employer | HL70131 | E^Employer^HL70131 | 2.5.1 |  | R | LRI_NDBS
285 | NK1-7 | CWE | Contact Role | HL70131_USL | Contact Role |  |  | F | Federal Agency | HL70131 | F^Federal Agency^HL70131 | 2.5.1 |  | P | LRI_NDBS
286 | NK1-7 | CWE | Contact Role | HL70131_USL | Contact Role |  |  | I | Insurance Company | HL70131 | I^Insurance Company^HL70131 | 2.5.1 |  | P | LRI_NDBS
287 | NK1-7 | CWE | Contact Role | HL70131_USL | Contact Role |  |  | N | Next-of-Kin | HL70131 | N^Next-of-Kin^HL70131 | 2.5.1 |  | R | LRI_NDBS
288 | NK1-7 | CWE | Contact Role | HL70131_USL | Contact Role |  |  | O | Other | HL70131 | O^Other^HL70131 | 2.5.1 |  | R | LRI_NDBS
289 | NK1-7 | CWE | Contact Role | HL70131_USL | Contact Role |  |  | S | State Agency | HL70131 | S^State Agency^HL70131 | 2.5.1 |  | P | LRI_NDBS
290 | NK1-7 | CWE | Contact Role | HL70131_USL | Contact Role |  |  | U | Unknown | HL70131 | U^Unknown^HL70131 | 2.5.1 |  | P | LRI_NDBS
291 | 46769-6 | CWE | Cystic fibrosis newborn screen interpretation | LL840-0 | Newborn screening interpretation |  |  | LA18592-8 | In range | LN | LA18592-8^In range^LN
292 | 46769-6 | CWE | Cystic fibrosis newborn screen interpretation | LL840-0 | Newborn screening interpretation |  |  | LA4259-3 | Borderline | LN | LA4259-3^Borderline^LN
293 | 46769-6 | CWE | Cystic fibrosis newborn screen interpretation | LL840-0 | Newborn screening interpretation | SNOMEDCT ©: 82334004 Indeterminate (qualifier value) |  | LA11884-6 | Indeterminate | LN | LA11884-6^Indeterminate^LN
294 | 46769-6 | CWE | Cystic fibrosis newborn screen interpretation | LL840-0 | Newborn screening interpretation |  |  | LA18593-6 | Out of range | LN | LA18593-6^Out of range^LN
295 | 46769-6 | CWE | Cystic fibrosis newborn screen interpretation | LL840-0 | Newborn screening interpretation |  |  | LA12430-7 | Out of range requiring further dried blood spot testing for at least one condition | LN | LA12430-7^Out of range requiring further dried blood spot testing for at least one condition^LN
296 | 46769-6 | CWE | Cystic fibrosis newborn screen interpretation | LL840-0 | Newborn screening interpretation |  |  | LA25817-0 | Out of range requiring immediate referral | LN | LA25817-0^Out of range requiring immediate referral^LN
297 | 46769-6 | CWE | Cystic fibrosis newborn screen interpretation | LL840-0 | Newborn screening interpretation |  |  | LA12431-5 | Out of range requiring immediate second-tier testing for at least one condition | LN | LA12431-5^Out of range requiring immediate second-tier testing for at least one condition^LN
298 | 46769-6 | CWE | Cystic fibrosis newborn screen interpretation | LL840-0 | Newborn screening interpretation |  |  | LA18594-4 | Out of range requiring deferred follow-up for at least one condition | LN | LA18594-4^Out of range requiring deferred follow-up for at least one condition^LN
299 | 46769-6 | CWE | Cystic fibrosis newborn screen interpretation | LL840-0 | Newborn screening interpretation |  |  | LA16204-2 | One or more tests pending | LN | LA16204-2^One or more tests pending^LN
300 | 46769-6 | CWE | Cystic fibrosis newborn screen interpretation | LL840-0 | Newborn screening interpretation |  |  | LA16205-9 | Specimen unsatisfactory for at least one condition | LN | LA16205-9^Specimen unsatisfactory for at least one condition^LN
301 | PID-22 | CWE | Ethnic Group | HL70189_USL | Ethnic Group |  |  | H | Hispanic or Latino | HL70189 | H^Hispanic or Latino^HL70189 | 2.8 |  | R | LRI_PH
302 | PID-22 | CWE | Ethnic Group | HL70189_USL | Ethnic Group |  |  | N | Not Hispanic or Latino | HL70189 | N^Not Hispanic or Latino^HL70189 | 2.8 |  | R | LRI_PH
303 | PID-22 | CWE | Ethnic Group | HL70189_USL | Ethnic Group |  |  | U | Unknown | HL70189 | U^Unknown^HL70189 | 2.8 |  | P | LRI_PH
304 | 62305-8 | CWE | Fabry disease newborn screen interpretation | LL840-0 | Newborn screening interpretation |  |  | LA18592-8 | In range | LN | LA18592-8^In range^LN
305 | 62305-8 | CWE | Fabry disease newborn screen interpretation | LL840-0 | Newborn screening interpretation |  |  | LA4259-3 | Borderline | LN | LA4259-3^Borderline^LN
306 | 62305-8 | CWE | Fabry disease newborn screen interpretation | LL840-0 | Newborn screening interpretation | SNOMEDCT ©: 82334004 Indeterminate (qualifier value) |  | LA11884-6 | Indeterminate | LN | LA11884-6^Indeterminate^LN
307 | 62305-8 | CWE | Fabry disease newborn screen interpretation | LL840-0 | Newborn screening interpretation |  |  | LA18593-6 | Out of range | LN | LA18593-6^Out of range^LN
308 | 62305-8 | CWE | Fabry disease newborn screen interpretation | LL840-0 | Newborn screening interpretation |  |  | LA12430-7 | Out of range requiring further dried blood spot testing for at least one condition | LN | LA12430-7^Out of range requiring further dried blood spot testing for at least one condition^LN
309 | 62305-8 | CWE | Fabry disease newborn screen interpretation | LL840-0 | Newborn screening interpretation |  |  | LA25817-0 | Out of range requiring immediate referral | LN | LA25817-0^Out of range requiring immediate referral^LN
310 | 62305-8 | CWE | Fabry disease newborn screen interpretation | LL840-0 | Newborn screening interpretation |  |  | LA12431-5 | Out of range requiring immediate second-tier testing for at least one condition | LN | LA12431-5^Out of range requiring immediate second-tier testing for at least one condition^LN
311 | 62305-8 | CWE | Fabry disease newborn screen interpretation | LL840-0 | Newborn screening interpretation |  |  | LA18594-4 | Out of range requiring deferred follow-up for at least one condition | LN | LA18594-4^Out of range requiring deferred follow-up for at least one condition^LN
312 | 62305-8 | CWE | Fabry disease newborn screen interpretation | LL840-0 | Newborn screening interpretation |  |  | LA16204-2 | One or more tests pending | LN | LA16204-2^One or more tests pending^LN
313 | 62305-8 | CWE | Fabry disease newborn screen interpretation | LL840-0 | Newborn screening interpretation |  |  | LA16205-9 | Specimen unsatisfactory for at least one condition | LN | LA16205-9^Specimen unsatisfactory for at least one condition^LN
314 | 57792-4 | CWE | Fatty acid oxidation conditions suspected [Identifier] in Dried blood spot | LL838-4 | Newborn screening fatty acid oxidation defects suspected | SNOMEDCT ©: 260413007 None (qualifier value) |  | LA137-2 | None | LN | LA137-2^None^LN
315 | 57792-4 | CWE | Fatty acid oxidation conditions suspected [Identifier] in Dried blood spot | LL838-4 | Newborn screening fatty acid oxidation defects suspected | SNOMEDCT ©: 238001003 Carnitine palmitoyltransferase I deficiency (disorder) |  | LA12485-1 | Carnitine palmitoyltransferase type I deficiency | LN | LA12485-1^Carnitine palmitoyltransferase type I deficiency^LN
316 | 57792-4 | CWE | Fatty acid oxidation conditions suspected [Identifier] in Dried blood spot | LL838-4 | Newborn screening fatty acid oxidation defects suspected | SNOMEDCT ©: 21764004 Renal carnitine transport defect (disorder) |  | LA12487-7 | Carnitine uptake deficiency/carnitine transport defect | LN | LA12487-7^Carnitine uptake deficiency/carnitine transport defect^LN
317 | 57792-4 | CWE | Fatty acid oxidation conditions suspected [Identifier] in Dried blood spot | LL838-4 | Newborn screening fatty acid oxidation defects suspected |  |  | LA12573-4 | CPT-II or CACT | LN | LA12573-4^CPT-II or CACT^LN
318 | 57792-4 | CWE | Fatty acid oxidation conditions suspected [Identifier] in Dried blood spot | LL838-4 | Newborn screening fatty acid oxidation defects suspected |  |  | LA12574-2 | LCHAD or TFP | LN | LA12574-2^LCHAD or TFP^LN
319 | 57792-4 | CWE | Fatty acid oxidation conditions suspected [Identifier] in Dried blood spot | LL838-4 | Newborn screening fatty acid oxidation defects suspected | SNOMEDCT ©: 128596003 Medium-chain acyl-coenzyme A dehydrogenase deficiency (disorder) |  | LA12509-8 | Medium-chain acyl-CoA dehydrogenase deficiency | LN | LA12509-8^Medium-chain acyl-CoA dehydrogenase deficiency^LN
320 | 57792-4 | CWE | Fatty acid oxidation conditions suspected [Identifier] in Dried blood spot | LL838-4 | Newborn screening fatty acid oxidation defects suspected |  |  | LA12575-9 | MCAD or SCAD or GA-2(MADD) | LN | LA12575-9^MCAD or SCAD or GA-2(MADD)^LN
321 | 57792-4 | CWE | Fatty acid oxidation conditions suspected [Identifier] in Dried blood spot | LL838-4 | Newborn screening fatty acid oxidation defects suspected |  |  | LA12576-7 | SCAD or EMA or IBG or GA-2 (MADD) | LN | LA12576-7^SCAD or EMA or IBG or GA-2 (MADD)^LN
322 | 57792-4 | CWE | Fatty acid oxidation conditions suspected [Identifier] in Dried blood spot | LL838-4 | Newborn screening fatty acid oxidation defects suspected | SNOMEDCT ©: 237997005 Very long chain acyl-CoA dehydrogenase deficiency (disorder) |  | LA12531-2 | Very long-chain acyl-CoA dehydrogenase deficiency | LN | LA12531-2^Very long-chain acyl-CoA dehydrogenase deficiency^LN
323 | 57792-4 | CWE | Fatty acid oxidation conditions suspected [Identifier] in Dried blood spot | LL838-4 | Newborn screening fatty acid oxidation defects suspected | SNOMEDCT ©: 444944006 Deficiency of 2,4-dienoyl-coenzyme A reductase (disorder) |  | LA12489-3 | 2,4-Dienoyl-CoA reductase deficiency | LN | LA12489-3^2,4-Dienoyl-CoA reductase deficiency^LN
324 | 57792-4 | CWE | Fatty acid oxidation conditions suspected [Identifier] in Dried blood spot | LL838-4 | Newborn screening fatty acid oxidation defects suspected | SNOMEDCT ©: 238003000 Carnitine acylcarnitine translocase deficiency (disorder) |  | LA12475-2 | Carnitine acylcarnitine translocase deficiency | LN | LA12475-2^Carnitine acylcarnitine translocase deficiency^LN
325 | 57792-4 | CWE | Fatty acid oxidation conditions suspected [Identifier] in Dried blood spot | LL838-4 | Newborn screening fatty acid oxidation defects suspected | SNOMEDCT ©: 238002005 Carnitine palmitoyltransferase II deficiency (disorder) |  | LA12486-9 | Carnitine palmitoyltransferase type II deficiency | LN | LA12486-9^Carnitine palmitoyltransferase type II deficiency^LN
326 | 57792-4 | CWE | Fatty acid oxidation conditions suspected [Identifier] in Dried blood spot | LL838-4 | Newborn screening fatty acid oxidation defects suspected | SNOMEDCT ©: 22886006 Glutaric aciduria, type 2 (disorder) |  | LA12495-0 | Glutaric acidemia type II | LN | LA12495-0^Glutaric acidemia type II^LN
327 | 57792-4 | CWE | Fatty acid oxidation conditions suspected [Identifier] in Dried blood spot | LL838-4 | Newborn screening fatty acid oxidation defects suspected | SNOMEDCT ©: 307127004 Mitochondrial trifunctional protein deficiency (disorder) |  | LA12507-2 | Long-chain L-3 hydroxyacyl-CoA dehydrogenase deficiency | LN | LA12507-2^Long-chain L-3 hydroxyacyl-CoA dehydrogenase deficiency^LN
328 | 57792-4 | CWE | Fatty acid oxidation conditions suspected [Identifier] in Dried blood spot | LL838-4 | Newborn screening fatty acid oxidation defects suspected | SNOMEDCT ©: 206001006 Fetal or neonatal effect of maternal problem unrelated to pregnancy (disorder) |  | LA12488-5 | Carnitine uptake deficiency/carnitine transport defect (maternal) | LN | LA12488-5^Carnitine uptake deficiency/carnitine transport defect (maternal)^LN
329 | 57792-4 | CWE | Fatty acid oxidation conditions suspected [Identifier] in Dried blood spot | LL838-4 | Newborn screening fatty acid oxidation defects suspected | SNOMEDCT ©: 124265004 Deficiency of acetyl-CoA acyltransferase (disorder) |  | LA12511-4 | Medium-chain ketoacyl-CoA thiolase deficiency | LN | LA12511-4^Medium-chain ketoacyl-CoA thiolase deficiency^LN
330 | 57792-4 | CWE | Fatty acid oxidation conditions suspected [Identifier] in Dried blood spot | LL838-4 | Newborn screening fatty acid oxidation defects suspected | SNOMEDCT ©: 124166007 Deficiency of butyryl-CoA dehydrogenase (disorder) | SCAD | LA12524-7 | Short-chain acyl-CoA dehydrogenase deficiency | LN | LA12524-7^Short-chain acyl-CoA dehydrogenase deficiency^LN
331 | 57792-4 | CWE | Fatty acid oxidation conditions suspected [Identifier] in Dried blood spot | LL838-4 | Newborn screening fatty acid oxidation defects suspected | SNOMEDCT ©: 237998000 Short chain 3-hydroxyacyl-CoA dehydrogenase deficiency (disorder) |  | LA12525-4 | Short-chain L-3-hydroxy acyl-CoA dehydrogenase deficiency | LN | LA12525-4^Short-chain L-3-hydroxy acyl-CoA dehydrogenase deficiency^LN
332 | 57792-4 | CWE | Fatty acid oxidation conditions suspected [Identifier] in Dried blood spot | LL838-4 | Newborn screening fatty acid oxidation defects suspected | SNOMEDCT ©: 237999008 Mitochondrial trifunctional protein deficiency (disorder) |  | LA12527-0 | Trifunctional protein deficiency | LN | LA12527-0^Trifunctional protein deficiency^LN
333 | 57792-4 | CWE | Fatty acid oxidation conditions suspected [Identifier] in Dried blood spot | LL838-4 | Newborn screening fatty acid oxidation defects suspected |  |  | LA12916-5 | CUD or CUD (mat) or CPT-Ia | LN | LA12916-5^CUD or CUD (mat) or CPT-Ia^LN
334 | 57792-4 | CWE | Fatty acid oxidation conditions suspected [Identifier] in Dried blood spot | LL838-4 | Newborn screening fatty acid oxidation defects suspected |  |  | LA12917-3 | GA-1 or GA-2 | LN | LA12917-3^GA-1 or GA-2^LN
335 | 57792-4 | CWE | Fatty acid oxidation conditions suspected [Identifier] in Dried blood spot | LL838-4 | Newborn screening fatty acid oxidation defects suspected | SNOMEDCT ©: 65389002 Adrenoleukodystrophy (disorder) |  | LA25796-6 | X-linked adrenoleukodystrophy | LN | LA25796-6^X-linked adrenoleukodystrophy^LN
336 | 46736-5 | CWE | Fatty acid oxidation defects newborn screen interpretation | LL840-0 | Newborn screening interpretation |  |  | LA18592-8 | In range | LN | LA18592-8^In range^LN
337 | 46736-5 | CWE | Fatty acid oxidation defects newborn screen interpretation | LL840-0 | Newborn screening interpretation |  |  | LA4259-3 | Borderline | LN | LA4259-3^Borderline^LN
338 | 46736-5 | CWE | Fatty acid oxidation defects newborn screen interpretation | LL840-0 | Newborn screening interpretation | SNOMEDCT ©: 82334004 Indeterminate (qualifier value) |  | LA11884-6 | Indeterminate | LN | LA11884-6^Indeterminate^LN
339 | 46736-5 | CWE | Fatty acid oxidation defects newborn screen interpretation | LL840-0 | Newborn screening interpretation |  |  | LA18593-6 | Out of range | LN | LA18593-6^Out of range^LN
340 | 46736-5 | CWE | Fatty acid oxidation defects newborn screen interpretation | LL840-0 | Newborn screening interpretation |  |  | LA12430-7 | Out of range requiring further dried blood spot testing for at least one condition | LN | LA12430-7^Out of range requiring further dried blood spot testing for at least one condition^LN
341 | 46736-5 | CWE | Fatty acid oxidation defects newborn screen interpretation | LL840-0 | Newborn screening interpretation |  |  | LA25817-0 | Out of range requiring immediate referral | LN | LA25817-0^Out of range requiring immediate referral^LN
342 | 46736-5 | CWE | Fatty acid oxidation defects newborn screen interpretation | LL840-0 | Newborn screening interpretation |  |  | LA12431-5 | Out of range requiring immediate second-tier testing for at least one condition | LN | LA12431-5^Out of range requiring immediate second-tier testing for at least one condition^LN
343 | 46736-5 | CWE | Fatty acid oxidation defects newborn screen interpretation | LL840-0 | Newborn screening interpretation |  |  | LA18594-4 | Out of range requiring deferred follow-up for at least one condition | LN | LA18594-4^Out of range requiring deferred follow-up for at least one condition^LN
344 | 46736-5 | CWE | Fatty acid oxidation defects newborn screen interpretation | LL840-0 | Newborn screening interpretation |  |  | LA16204-2 | One or more tests pending | LN | LA16204-2^One or more tests pending^LN
345 | 46736-5 | CWE | Fatty acid oxidation defects newborn screen interpretation | LL840-0 | Newborn screening interpretation |  |  | LA16205-9 | Specimen unsatisfactory for at least one condition | LN | LA16205-9^Specimen unsatisfactory for at least one condition^LN
346 | 67704-7 | CWE | Feeding types | LL1735-1 | FeedingType / Feeding types |  |  | LA16914-6 | Breast milk | LN | LA16914-6^Breast milk^LN
347 | 67704-7 | CWE | Feeding types | LL1735-1 | FeedingType / Feeding types |  |  | LA16915-3 | Lactose formula | LN | LA16915-3^Lactose formula^LN
348 | 67704-7 | CWE | Feeding types | LL1735-1 | FeedingType / Feeding types |  |  | LA14041-0 | Lactose free formula (including soy or hydrolyzed) | LN | LA14041-0^Lactose free formula (including soy or hydrolyzed)^LN
349 | 67704-7 | CWE | Feeding types | LL1735-1 | FeedingType / Feeding types |  |  | LA16917-9 | NPO | LN | LA16917-9^NPO^LN
350 | 67704-7 | CWE | Feeding types | LL1735-1 | FeedingType / Feeding types |  |  | LA12418-2 | TPN | LN | LA12418-2^TPN^LN
351 | 67704-7 | CWE | Feeding types | LL1735-1 | FeedingType / Feeding types |  |  | LA16918-7 | Carnitine | LN | LA16918-7^Carnitine^LN
352 | 67704-7 | CWE | Feeding types | LL1735-1 | FeedingType / Feeding types |  |  | LA16919-5 | MCT (medium-chain triglyceride) oil | LN | LA16919-5^MCT (medium-chain triglyceride) oil^LN
353 | 67704-7 | CWE | Feeding types | LL1735-1 | FeedingType / Feeding types |  |  | LA16920-3 | IV dextrose | LN | LA16920-3^IV dextrose^LN
354 | 67704-7 | CWE | Feeding types | LL1735-1 | FeedingType / Feeding types |  |  | LA46-8 | Other | LN | LA46-8^Other^LN
355 | 67704-7 | CWE | Feeding types | LL1735-1 | FeedingType / Feeding types | SNOMEDCT ©: 260413007 None (qualifier value) |  | LA137-2 | None | LN | LA137-2^None^LN
356 | 67704-7 | CWE | Feeding types | LL1735-1 | FeedingType / Feeding types | SNOMEDCT ©: 261665006 Unknown (qualifier value) |  | LA4489-6 | Unknown | LN | LA4489-6^Unknown^LN
357 | 64121-7 | CWE | Fifth most predominant hemoglobin in Dried blood spot | LL1511-6 | Hemoglobin types |  |  | LA16208-3 | Hb F | LN | LA16208-3^Hb F^LN
358 | 64121-7 | CWE | Fifth most predominant hemoglobin in Dried blood spot | LL1511-6 | Hemoglobin types |  |  | LA16209-1 | Hb A | LN | LA16209-1^Hb A^LN
359 | 64121-7 | CWE | Fifth most predominant hemoglobin in Dried blood spot | LL1511-6 | Hemoglobin types |  |  | LA16210-9 | Hb A - indeterminate | LN | LA16210-9^Hb A - indeterminate^LN
360 | 64121-7 | CWE | Fifth most predominant hemoglobin in Dried blood spot | LL1511-6 | Hemoglobin types |  |  | LA16211-7 | Hb A2 | LN | LA16211-7^Hb A2^LN
361 | 64121-7 | CWE | Fifth most predominant hemoglobin in Dried blood spot | LL1511-6 | Hemoglobin types |  |  | LA16212-5 | Hb A2 - elevated | LN | LA16212-5^Hb A2 - elevated^LN
362 | 64121-7 | CWE | Fifth most predominant hemoglobin in Dried blood spot | LL1511-6 | Hemoglobin types |  |  | LA16213-3 | Hb Bart's - low level | LN | LA16213-3^Hb Bart's - low level^LN
363 | 64121-7 | CWE | Fifth most predominant hemoglobin in Dried blood spot | LL1511-6 | Hemoglobin types |  |  | LA16214-1 | Hb Bart's - highly elevated | LN | LA16214-1^Hb Bart's - highly elevated^LN
364 | 64121-7 | CWE | Fifth most predominant hemoglobin in Dried blood spot | LL1511-6 | Hemoglobin types |  |  | LA13002-3 | Hb C | LN | LA13002-3^Hb C^LN
365 | 64121-7 | CWE | Fifth most predominant hemoglobin in Dried blood spot | LL1511-6 | Hemoglobin types |  |  | LA16215-8 | Hb Constant Spring | LN | LA16215-8^Hb Constant Spring^LN
366 | 64121-7 | CWE | Fifth most predominant hemoglobin in Dried blood spot | LL1511-6 | Hemoglobin types |  |  | LA13003-1 | Hb D | LN | LA13003-1^Hb D^LN
367 | 64121-7 | CWE | Fifth most predominant hemoglobin in Dried blood spot | LL1511-6 | Hemoglobin types |  |  | LA16216-6 | Hb D-Punjab | LN | LA16216-6^Hb D-Punjab^LN
368 | 64121-7 | CWE | Fifth most predominant hemoglobin in Dried blood spot | LL1511-6 | Hemoglobin types |  |  | LA16217-4 | Hb D/G | LN | LA16217-4^Hb D/G^LN
369 | 64121-7 | CWE | Fifth most predominant hemoglobin in Dried blood spot | LL1511-6 | Hemoglobin types |  |  | LA13005-6 | Hb E | LN | LA13005-6^Hb E^LN
370 | 64121-7 | CWE | Fifth most predominant hemoglobin in Dried blood spot | LL1511-6 | Hemoglobin types |  |  | LA16218-2 | Hb G | LN | LA16218-2^Hb G^LN
371 | 64121-7 | CWE | Fifth most predominant hemoglobin in Dried blood spot | LL1511-6 | Hemoglobin types |  |  | LA16219-0 | Hb G-Philadelphia | LN | LA16219-0^Hb G-Philadelphia^LN
372 | 64121-7 | CWE | Fifth most predominant hemoglobin in Dried blood spot | LL1511-6 | Hemoglobin types |  |  | LA16220-8 | Hb H | LN | LA16220-8^Hb H^LN
373 | 64121-7 | CWE | Fifth most predominant hemoglobin in Dried blood spot | LL1511-6 | Hemoglobin types |  |  | LA16221-6 | Hb Lepore Boston | LN | LA16221-6^Hb Lepore Boston^LN
374 | 64121-7 | CWE | Fifth most predominant hemoglobin in Dried blood spot | LL1511-6 | Hemoglobin types |  |  | LA16222-4 | Hb O-Arab | LN | LA16222-4^Hb O-Arab^LN
375 | 64121-7 | CWE | Fifth most predominant hemoglobin in Dried blood spot | LL1511-6 | Hemoglobin types |  |  | LA13007-2 | Hb S | LN | LA13007-2^Hb S^LN
376 | 64121-7 | CWE | Fifth most predominant hemoglobin in Dried blood spot | LL1511-6 | Hemoglobin types |  |  | LA16223-2 | Hb unidentified | LN | LA16223-2^Hb unidentified^LN
377 | OBR-47 |  | Filler Supplemental Service Information | HL70411_USL | Filler Supplemental Service Information |  |  | MIC | Observation of type microbiology | HL70411 | MIC^Observation of type microbiology^HL70411 | 2.5.1 |  | P | LRI_NDBS
378 | OBR-47 |  | Filler Supplemental Service Information | HL70411_USL | Filler Supplemental Service Information |  |  | AP | Observation of type anatomic pathology | HL70411 | AP^Observation of type anatomic pathology^HL70411 | 2.5.1 |  | P | LRI_NDBS
379 | OBR-47 |  | Filler Supplemental Service Information | HL70411_USL | Filler Supplemental Service Information |  |  | CYTO | Observation of type cytology | HL70411 | CYTO^Observation of type cytology^HL70411 | 2.5.1 |  | P | LRI_NDBS
380 | OBR-47 |  | Filler Supplemental Service Information | HL70411_USL | Filler Supplemental Service Information |  |  | HISTO | Observation of type histology | HL70411 | HISTO^Observation of type histology^HL70411 | 2.5.1 |  | P | LRI_NDBS
381 | OBR-47 |  | Filler Supplemental Service Information | HL70411_USL | Filler Supplemental Service Information |  |  | NDBS | Observation of type Newborn Dried Blood Screening | HL70411 | NDBS^Observation of type Newborn Dried Blood Screening^HL70411 |  |  | R | LRI_NDBS
382 | OBR-47 |  | Filler Supplemental Service Information | HL70411_USL | Filler Supplemental Service Information |  |  | CG | Observation of type Clinical Genomics | HL70411 | CG^Observation of type Clinical Genomics^HL70411 |  |  | P | LRI_NDBS
383 | 64120-9 | CWE | Fourth most predominant hemoglobin in Dried blood spot | LL1511-6 | Hemoglobin types |  |  | LA16208-3 | Hb F | LN | LA16208-3^Hb F^LN
384 | 64120-9 | CWE | Fourth most predominant hemoglobin in Dried blood spot | LL1511-6 | Hemoglobin types |  |  | LA16209-1 | Hb A | LN | LA16209-1^Hb A^LN
385 | 64120-9 | CWE | Fourth most predominant hemoglobin in Dried blood spot | LL1511-6 | Hemoglobin types |  |  | LA16210-9 | Hb A - indeterminate | LN | LA16210-9^Hb A - indeterminate^LN
386 | 64120-9 | CWE | Fourth most predominant hemoglobin in Dried blood spot | LL1511-6 | Hemoglobin types |  |  | LA16211-7 | Hb A2 | LN | LA16211-7^Hb A2^LN
387 | 64120-9 | CWE | Fourth most predominant hemoglobin in Dried blood spot | LL1511-6 | Hemoglobin types |  |  | LA16212-5 | Hb A2 - elevated | LN | LA16212-5^Hb A2 - elevated^LN
388 | 64120-9 | CWE | Fourth most predominant hemoglobin in Dried blood spot | LL1511-6 | Hemoglobin types |  |  | LA16213-3 | Hb Bart's - low level | LN | LA16213-3^Hb Bart's - low level^LN
389 | 64120-9 | CWE | Fourth most predominant hemoglobin in Dried blood spot | LL1511-6 | Hemoglobin types |  |  | LA16214-1 | Hb Bart's - highly elevated | LN | LA16214-1^Hb Bart's - highly elevated^LN
390 | 64120-9 | CWE | Fourth most predominant hemoglobin in Dried blood spot | LL1511-6 | Hemoglobin types |  |  | LA13002-3 | Hb C | LN | LA13002-3^Hb C^LN
391 | 64120-9 | CWE | Fourth most predominant hemoglobin in Dried blood spot | LL1511-6 | Hemoglobin types |  |  | LA16215-8 | Hb Constant Spring | LN | LA16215-8^Hb Constant Spring^LN
392 | 64120-9 | CWE | Fourth most predominant hemoglobin in Dried blood spot | LL1511-6 | Hemoglobin types |  |  | LA13003-1 | Hb D | LN | LA13003-1^Hb D^LN
393 | 64120-9 | CWE | Fourth most predominant hemoglobin in Dried blood spot | LL1511-6 | Hemoglobin types |  |  | LA16216-6 | Hb D-Punjab | LN | LA16216-6^Hb D-Punjab^LN
394 | 64120-9 | CWE | Fourth most predominant hemoglobin in Dried blood spot | LL1511-6 | Hemoglobin types |  |  | LA16217-4 | Hb D/G | LN | LA16217-4^Hb D/G^LN
395 | 64120-9 | CWE | Fourth most predominant hemoglobin in Dried blood spot | LL1511-6 | Hemoglobin types |  |  | LA13005-6 | Hb E | LN | LA13005-6^Hb E^LN
396 | 64120-9 | CWE | Fourth most predominant hemoglobin in Dried blood spot | LL1511-6 | Hemoglobin types |  |  | LA16218-2 | Hb G | LN | LA16218-2^Hb G^LN
397 | 64120-9 | CWE | Fourth most predominant hemoglobin in Dried blood spot | LL1511-6 | Hemoglobin types |  |  | LA16219-0 | Hb G-Philadelphia | LN | LA16219-0^Hb G-Philadelphia^LN
398 | 64120-9 | CWE | Fourth most predominant hemoglobin in Dried blood spot | LL1511-6 | Hemoglobin types |  |  | LA16220-8 | Hb H | LN | LA16220-8^Hb H^LN
399 | 64120-9 | CWE | Fourth most predominant hemoglobin in Dried blood spot | LL1511-6 | Hemoglobin types |  |  | LA16221-6 | Hb Lepore Boston | LN | LA16221-6^Hb Lepore Boston^LN
400 | 64120-9 | CWE | Fourth most predominant hemoglobin in Dried blood spot | LL1511-6 | Hemoglobin types |  |  | LA16222-4 | Hb O-Arab | LN | LA16222-4^Hb O-Arab^LN
401 | 64120-9 | CWE | Fourth most predominant hemoglobin in Dried blood spot | LL1511-6 | Hemoglobin types |  |  | LA13007-2 | Hb S | LN | LA13007-2^Hb S^LN
402 | 64120-9 | CWE | Fourth most predominant hemoglobin in Dried blood spot | LL1511-6 | Hemoglobin types |  |  | LA16223-2 | Hb unidentified | LN | LA16223-2^Hb unidentified^LN
403 | 46737-3 | CWE | Galactosemias newborn screen interpretation | LL840-0 | Newborn screening interpretation |  |  | LA18592-8 | In range | LN | LA18592-8^In range^LN
404 | 46737-3 | CWE | Galactosemias newborn screen interpretation | LL840-0 | Newborn screening interpretation |  |  | LA4259-3 | Borderline | LN | LA4259-3^Borderline^LN
405 | 46737-3 | CWE | Galactosemias newborn screen interpretation | LL840-0 | Newborn screening interpretation | SNOMEDCT ©: 82334004 Indeterminate (qualifier value) |  | LA11884-6 | Indeterminate | LN | LA11884-6^Indeterminate^LN
406 | 46737-3 | CWE | Galactosemias newborn screen interpretation | LL840-0 | Newborn screening interpretation |  |  | LA18593-6 | Out of range | LN | LA18593-6^Out of range^LN
407 | 46737-3 | CWE | Galactosemias newborn screen interpretation | LL840-0 | Newborn screening interpretation |  |  | LA12430-7 | Out of range requiring further dried blood spot testing for at least one condition | LN | LA12430-7^Out of range requiring further dried blood spot testing for at least one condition^LN
408 | 46737-3 | CWE | Galactosemias newborn screen interpretation | LL840-0 | Newborn screening interpretation |  |  | LA25817-0 | Out of range requiring immediate referral | LN | LA25817-0^Out of range requiring immediate referral^LN
409 | 46737-3 | CWE | Galactosemias newborn screen interpretation | LL840-0 | Newborn screening interpretation |  |  | LA12431-5 | Out of range requiring immediate second-tier testing for at least one condition | LN | LA12431-5^Out of range requiring immediate second-tier testing for at least one condition^LN
410 | 46737-3 | CWE | Galactosemias newborn screen interpretation | LL840-0 | Newborn screening interpretation |  |  | LA18594-4 | Out of range requiring deferred follow-up for at least one condition | LN | LA18594-4^Out of range requiring deferred follow-up for at least one condition^LN
411 | 46737-3 | CWE | Galactosemias newborn screen interpretation | LL840-0 | Newborn screening interpretation |  |  | LA16204-2 | One or more tests pending | LN | LA16204-2^One or more tests pending^LN
412 | 46737-3 | CWE | Galactosemias newborn screen interpretation | LL840-0 | Newborn screening interpretation |  |  | LA16205-9 | Specimen unsatisfactory for at least one condition | LN | LA16205-9^Specimen unsatisfactory for at least one condition^LN
413 | 62312-4 | CWE | Gaucher disease newborn screen interpretation | LL840-0 | Newborn screening interpretation |  |  | LA18592-8 | In range | LN | LA18592-8^In range^LN
414 | 62312-4 | CWE | Gaucher disease newborn screen interpretation | LL840-0 | Newborn screening interpretation |  |  | LA4259-3 | Borderline | LN | LA4259-3^Borderline^LN
415 | 62312-4 | CWE | Gaucher disease newborn screen interpretation | LL840-0 | Newborn screening interpretation | SNOMEDCT ©: 82334004 Indeterminate (qualifier value) |  | LA11884-6 | Indeterminate | LN | LA11884-6^Indeterminate^LN
416 | 62312-4 | CWE | Gaucher disease newborn screen interpretation | LL840-0 | Newborn screening interpretation |  |  | LA18593-6 | Out of range | LN | LA18593-6^Out of range^LN
417 | 62312-4 | CWE | Gaucher disease newborn screen interpretation | LL840-0 | Newborn screening interpretation |  |  | LA12430-7 | Out of range requiring further dried blood spot testing for at least one condition | LN | LA12430-7^Out of range requiring further dried blood spot testing for at least one condition^LN
418 | 62312-4 | CWE | Gaucher disease newborn screen interpretation | LL840-0 | Newborn screening interpretation |  |  | LA25817-0 | Out of range requiring immediate referral | LN | LA25817-0^Out of range requiring immediate referral^LN
419 | 62312-4 | CWE | Gaucher disease newborn screen interpretation | LL840-0 | Newborn screening interpretation |  |  | LA12431-5 | Out of range requiring immediate second-tier testing for at least one condition | LN | LA12431-5^Out of range requiring immediate second-tier testing for at least one condition^LN
420 | 62312-4 | CWE | Gaucher disease newborn screen interpretation | LL840-0 | Newborn screening interpretation |  |  | LA18594-4 | Out of range requiring deferred follow-up for at least one condition | LN | LA18594-4^Out of range requiring deferred follow-up for at least one condition^LN
421 | 62312-4 | CWE | Gaucher disease newborn screen interpretation | LL840-0 | Newborn screening interpretation |  |  | LA16204-2 | One or more tests pending | LN | LA16204-2^One or more tests pending^LN
422 | 62312-4 | CWE | Gaucher disease newborn screen interpretation | LL840-0 | Newborn screening interpretation |  |  | LA16205-9 | Specimen unsatisfactory for at least one condition | LN | LA16205-9^Specimen unsatisfactory for at least one condition^LN
423 | 58089-4 | CWE | Glucose-6-Phosphate dehydrogenase newborn screen interpretation | LL840-0 | Newborn screening interpretation |  |  | LA18592-8 | In range | LN | LA18592-8^In range^LN
424 | 58089-4 | CWE | Glucose-6-Phosphate dehydrogenase newborn screen interpretation | LL840-0 | Newborn screening interpretation |  |  | LA4259-3 | Borderline | LN | LA4259-3^Borderline^LN
425 | 58089-4 | CWE | Glucose-6-Phosphate dehydrogenase newborn screen interpretation | LL840-0 | Newborn screening interpretation | SNOMEDCT ©: 82334004 Indeterminate (qualifier value) |  | LA11884-6 | Indeterminate | LN | LA11884-6^Indeterminate^LN
426 | 58089-4 | CWE | Glucose-6-Phosphate dehydrogenase newborn screen interpretation | LL840-0 | Newborn screening interpretation |  |  | LA18593-6 | Out of range | LN | LA18593-6^Out of range^LN
427 | 58089-4 | CWE | Glucose-6-Phosphate dehydrogenase newborn screen interpretation | LL840-0 | Newborn screening interpretation |  |  | LA12430-7 | Out of range requiring further dried blood spot testing for at least one condition | LN | LA12430-7^Out of range requiring further dried blood spot testing for at least one condition^LN
428 | 58089-4 | CWE | Glucose-6-Phosphate dehydrogenase newborn screen interpretation | LL840-0 | Newborn screening interpretation |  |  | LA25817-0 | Out of range requiring immediate referral | LN | LA25817-0^Out of range requiring immediate referral^LN
429 | 58089-4 | CWE | Glucose-6-Phosphate dehydrogenase newborn screen interpretation | LL840-0 | Newborn screening interpretation |  |  | LA12431-5 | Out of range requiring immediate second-tier testing for at least one condition | LN | LA12431-5^Out of range requiring immediate second-tier testing for at least one condition^LN
430 | 58089-4 | CWE | Glucose-6-Phosphate dehydrogenase newborn screen interpretation | LL840-0 | Newborn screening interpretation |  |  | LA18594-4 | Out of range requiring deferred follow-up for at least one condition | LN | LA18594-4^Out of range requiring deferred follow-up for at least one condition^LN
431 | 58089-4 | CWE | Glucose-6-Phosphate dehydrogenase newborn screen interpretation | LL840-0 | Newborn screening interpretation |  |  | LA16204-2 | One or more tests pending | LN | LA16204-2^One or more tests pending^LN
432 | 58089-4 | CWE | Glucose-6-Phosphate dehydrogenase newborn screen interpretation | LL840-0 | Newborn screening interpretation |  |  | LA16205-9 | Specimen unsatisfactory for at least one condition | LN | LA16205-9^Specimen unsatisfactory for at least one condition^LN
433 | 58232-0 | CWE | Hearing loss risk indicators [Identifier] | LL862-4 | Newborn hearing risk factors | SNOMEDCT ©: 260413007 None (qualifier value) |  | LA137-2 | None | LN | LA137-2^None^LN
434 | 58232-0 | CWE | Hearing loss risk indicators [Identifier] | LL862-4 | Newborn hearing risk factors |  |  | LA12667-4 | Caregiver concern about hearing | LN | LA12667-4^Caregiver concern about hearing^LN
435 | 58232-0 | CWE | Hearing loss risk indicators [Identifier] | LL862-4 | Newborn hearing risk factors |  |  | LA12668-2 | Family Hx of hearing loss | LN | LA12668-2^Family Hx of hearing loss^LN
436 | 58232-0 | CWE | Hearing loss risk indicators [Identifier] | LL862-4 | Newborn hearing risk factors |  |  | LA12669-0 | ICU stay > 5 days | LN | LA12669-0^ICU stay > 5 days^LN
437 | 58232-0 | CWE | Hearing loss risk indicators [Identifier] | LL862-4 | Newborn hearing risk factors |  |  | LA12670-8 | ECMO | LN | LA12670-8^ECMO^LN
438 | 58232-0 | CWE | Hearing loss risk indicators [Identifier] | LL862-4 | Newborn hearing risk factors |  |  | LA12671-6 | Assisted ventilation | LN | LA12671-6^Assisted ventilation^LN
439 | 58232-0 | CWE | Hearing loss risk indicators [Identifier] | LL862-4 | Newborn hearing risk factors |  |  | LA12672-4 | Ototoxic medication use | LN | LA12672-4^Ototoxic medication use^LN
440 | 58232-0 | CWE | Hearing loss risk indicators [Identifier] | LL862-4 | Newborn hearing risk factors |  |  | LA12673-2 | Exchange transfusion for Hyperbilirubinemia | LN | LA12673-2^Exchange transfusion for Hyperbilirubinemia^LN
441 | 58232-0 | CWE | Hearing loss risk indicators [Identifier] | LL862-4 | Newborn hearing risk factors |  |  | LA12674-0 | In utero infection(s) | LN | LA12674-0^In utero infection(s)^LN
442 | 58232-0 | CWE | Hearing loss risk indicators [Identifier] | LL862-4 | Newborn hearing risk factors |  |  | LA12675-7 | Craniofacial anomalies | LN | LA12675-7^Craniofacial anomalies^LN
443 | 58232-0 | CWE | Hearing loss risk indicators [Identifier] | LL862-4 | Newborn hearing risk factors |  |  | LA12681-5 | Physical findings of syndromes that include hearing loss | LN | LA12681-5^Physical findings of syndromes that include hearing loss^LN
444 | 58232-0 | CWE | Hearing loss risk indicators [Identifier] | LL862-4 | Newborn hearing risk factors |  |  | LA12676-5 | Syndromes associated with hearing loss | LN | LA12676-5^Syndromes associated with hearing loss^LN
445 | 58232-0 | CWE | Hearing loss risk indicators [Identifier] | LL862-4 | Newborn hearing risk factors |  |  | LA12677-3 | Neurodegenerative disorders | LN | LA12677-3^Neurodegenerative disorders^LN
446 | 58232-0 | CWE | Hearing loss risk indicators [Identifier] | LL862-4 | Newborn hearing risk factors |  |  | LA12678-1 | Postnatal infections | LN | LA12678-1^Postnatal infections^LN
447 | 58232-0 | CWE | Hearing loss risk indicators [Identifier] | LL862-4 | Newborn hearing risk factors |  |  | LA12679-9 | Head trauma | LN | LA12679-9^Head trauma^LN
448 | 58232-0 | CWE | Hearing loss risk indicators [Identifier] | LL862-4 | Newborn hearing risk factors |  |  | LA6172-6 | Chemotherapy | LN | LA6172-6^Chemotherapy^LN
449 | 46740-7 | CWE | Hemoglobin disorders newborn screen interpretation | LL840-0 | Newborn screening interpretation |  |  | LA18592-8 | In range | LN | LA18592-8^In range^LN
450 | 46740-7 | CWE | Hemoglobin disorders newborn screen interpretation | LL840-0 | Newborn screening interpretation |  |  | LA4259-3 | Borderline | LN | LA4259-3^Borderline^LN
451 | 46740-7 | CWE | Hemoglobin disorders newborn screen interpretation | LL840-0 | Newborn screening interpretation | SNOMEDCT ©: 82334004 Indeterminate (qualifier value) |  | LA11884-6 | Indeterminate | LN | LA11884-6^Indeterminate^LN
452 | 46740-7 | CWE | Hemoglobin disorders newborn screen interpretation | LL840-0 | Newborn screening interpretation |  |  | LA18593-6 | Out of range | LN | LA18593-6^Out of range^LN
453 | 46740-7 | CWE | Hemoglobin disorders newborn screen interpretation | LL840-0 | Newborn screening interpretation |  |  | LA12430-7 | Out of range requiring further dried blood spot testing for at least one condition | LN | LA12430-7^Out of range requiring further dried blood spot testing for at least one condition^LN
454 | 46740-7 | CWE | Hemoglobin disorders newborn screen interpretation | LL840-0 | Newborn screening interpretation |  |  | LA25817-0 | Out of range requiring immediate referral | LN | LA25817-0^Out of range requiring immediate referral^LN
455 | 46740-7 | CWE | Hemoglobin disorders newborn screen interpretation | LL840-0 | Newborn screening interpretation |  |  | LA12431-5 | Out of range requiring immediate second-tier testing for at least one condition | LN | LA12431-5^Out of range requiring immediate second-tier testing for at least one condition^LN
456 | 46740-7 | CWE | Hemoglobin disorders newborn screen interpretation | LL840-0 | Newborn screening interpretation |  |  | LA18594-4 | Out of range requiring deferred follow-up for at least one condition | LN | LA18594-4^Out of range requiring deferred follow-up for at least one condition^LN
457 | 46740-7 | CWE | Hemoglobin disorders newborn screen interpretation | LL840-0 | Newborn screening interpretation |  |  | LA16204-2 | One or more tests pending | LN | LA16204-2^One or more tests pending^LN
458 | 46740-7 | CWE | Hemoglobin disorders newborn screen interpretation | LL840-0 | Newborn screening interpretation |  |  | LA16205-9 | Specimen unsatisfactory for at least one condition | LN | LA16205-9^Specimen unsatisfactory for at least one condition^LN
459 | 71592-0 | CWE | Hemoglobinopathies conditions suspected [Identifier] in Dried blood spot | LL2094-2 | Newborn Screenin Hemoglobinopathies | SNOMEDCT ©: 260413007 None (qualifier value) |  | LA137-2 | None | LN | LA137-2^None^LN
460 | 71592-0 | CWE | Hemoglobinopathies conditions suspected [Identifier] in Dried blood spot | LL2094-2 | Newborn Screenin Hemoglobinopathies | SNOMEDCT ©: 10593005 Posttransfusion state (finding) |  | LA18557-1 | Likely transfusion | LN | LA18557-1^Likely transfusion^LN
461 | 71592-0 | CWE | Hemoglobinopathies conditions suspected [Identifier] in Dried blood spot | LL2094-2 | Newborn Screenin Hemoglobinopathies | SNOMEDCT ©: 127040003 Hereditary hemoglobinopathy disorder homozygous for hemoglobin S (disorder) |  | LA12614-6 | Hb SS-disease (sickle cell anemia) | LN | LA12614-6^Hb SS-disease (sickle cell anemia)^LN
462 | 71592-0 | CWE | Hemoglobinopathies conditions suspected [Identifier] in Dried blood spot | LL2094-2 | Newborn Screenin Hemoglobinopathies | SNOMEDCT ©: 16402000 Sickle cell trait (disorder) |  | LA12606-2 | Hb S (sickle)-carrier | LN | LA12606-2^Hb S (sickle)-carrier^LN
463 | 71592-0 | CWE | Hemoglobinopathies conditions suspected [Identifier] in Dried blood spot | LL2094-2 | Newborn Screenin Hemoglobinopathies | SNOMEDCT ©: 127042006 Sickle cell-beta^+^-thalassemia (disorder) |  | LA18558-9 | Hb S beta plus thalassemia | LN | LA18558-9^Hb S beta plus thalassemia^LN
464 | 71592-0 | CWE | Hemoglobinopathies conditions suspected [Identifier] in Dried blood spot | LL2094-2 | Newborn Screenin Hemoglobinopathies | SNOMEDCT ©: 127043001 Sickle cell-beta^0^-thalassemia (disorder) |  | LA18559-7 | Hb S beta zero thalassemia | LN | LA18559-7^Hb S beta zero thalassemia^LN
465 | 71592-0 | CWE | Hemoglobinopathies conditions suspected [Identifier] in Dried blood spot | LL2094-2 | Newborn Screenin Hemoglobinopathies | SNOMEDCT ©: 127041004 Sickle cell-beta-thalassemia (disorder) |  | LA12615-3 | Hb S beta-thalassemia | LN | LA12615-3^Hb S beta-thalassemia^LN
466 | 71592-0 | CWE | Hemoglobinopathies conditions suspected [Identifier] in Dried blood spot | LL2094-2 | Newborn Screenin Hemoglobinopathies | SNOMEDCT ©: 35434009 Sickle cell-hemoglobin C disease (disorder) |  | LA12616-1 | Hb SC-disease | LN | LA12616-1^Hb SC-disease^LN
467 | 71592-0 | CWE | Hemoglobinopathies conditions suspected [Identifier] in Dried blood spot | LL2094-2 | Newborn Screenin Hemoglobinopathies | SNOMEDCT ©: 25472008 Sickle cell-hemoglobin D disease (disorder) |  | LA12617-9 | Hb SD-disease | LN | LA12617-9^Hb SD-disease^LN
468 | 71592-0 | CWE | Hemoglobinopathies conditions suspected [Identifier] in Dried blood spot | LL2094-2 | Newborn Screenin Hemoglobinopathies | SNOMEDCT ©: 47024008 Sickle cell-hemoglobin E disease (disorder) |  | LA12618-7 | Hb SE-disease | LN | LA12618-7^Hb SE-disease^LN
469 | 71592-0 | CWE | Hemoglobinopathies conditions suspected [Identifier] in Dried blood spot | LL2094-2 | Newborn Screenin Hemoglobinopathies |  |  | LA13012-2 | Hb S,O-Arab | LN | LA13012-2^Hb S,O-Arab^LN
470 | 71592-0 | CWE | Hemoglobinopathies conditions suspected [Identifier] in Dried blood spot | LL2094-2 | Newborn Screenin Hemoglobinopathies |  |  | LA18560-5 | Hb S variant | LN | LA18560-5^Hb S variant^LN
471 | 71592-0 | CWE | Hemoglobinopathies conditions suspected [Identifier] in Dried blood spot | LL2094-2 | Newborn Screenin Hemoglobinopathies | SNOMEDCT ©: 234391009 Sickle cell anemia with high hemoglobin F (disorder) |  | LA18561-3 | Hb S/Hereditary persistence of fetal hemoglobin | LN | LA18561-3^Hb S/Hereditary persistence of fetal hemoglobin^LN
472 | 71592-0 | CWE | Hemoglobinopathies conditions suspected [Identifier] in Dried blood spot | LL2094-2 | Newborn Screenin Hemoglobinopathies | SNOMEDCT ©: 191201002 Hereditary persistence of fetal hemoglobin (disorder) |  | LA18562-1 | Homozygous Hereditary persistence of fetal hemoglobin | LN | LA18562-1^Homozygous Hereditary persistence of fetal hemoglobin^LN
473 | 71592-0 | CWE | Hemoglobinopathies conditions suspected [Identifier] in Dried blood spot | LL2094-2 | Newborn Screenin Hemoglobinopathies | SNOMEDCT ©: 79592006 beta^+^ Thalassemia (disorder) |  | LA18563-9 | Beta plus thalassemia | LN | LA18563-9^Beta plus thalassemia^LN
474 | 71592-0 | CWE | Hemoglobinopathies conditions suspected [Identifier] in Dried blood spot | LL2094-2 | Newborn Screenin Hemoglobinopathies | SNOMEDCT ©: 86715000 beta^0^ Thalassemia (disorder) |  | LA12611-2 | Hb beta zero-thalassemia | LN | LA12611-2^Hb beta zero-thalassemia^LN
475 | 71592-0 | CWE | Hemoglobinopathies conditions suspected [Identifier] in Dried blood spot | LL2094-2 | Newborn Screenin Hemoglobinopathies | SNOMEDCT ©: 65959000 beta Thalassemia (disorder) |  | LA18564-7 | Beta thalassemia | LN | LA18564-7^Beta thalassemia^LN
476 | 71592-0 | CWE | Hemoglobinopathies conditions suspected [Identifier] in Dried blood spot | LL2094-2 | Newborn Screenin Hemoglobinopathies | SNOMEDCT ©: 51053007 Hemoglobin C disease (disorder) |  | LA12607-0 | Hb C-disease | LN | LA12607-0^Hb C-disease^LN
477 | 71592-0 | CWE | Hemoglobinopathies conditions suspected [Identifier] in Dried blood spot | LL2094-2 | Newborn Screenin Hemoglobinopathies | SNOMEDCT ©: 76050008 Hemoglobin C trait (disorder) |  | LA12602-1 | Hb C-carrier | LN | LA12602-1^Hb C-carrier^LN
478 | 71592-0 | CWE | Hemoglobinopathies conditions suspected [Identifier] in Dried blood spot | LL2094-2 | Newborn Screenin Hemoglobinopathies | SNOMEDCT ©: 119691000119106 Hemoglobin C/beta thalassemia disease (disorder) |  | LA18565-4 | Hb C beta plus thalassemia | LN | LA18565-4^Hb C beta plus thalassemia^LN
479 | 71592-0 | CWE | Hemoglobinopathies conditions suspected [Identifier] in Dried blood spot | LL2094-2 | Newborn Screenin Hemoglobinopathies | SNOMEDCT ©: 119691000119106 Hemoglobin C/beta thalassemia disease (disorder) |  | LA18566-2 | Hb C beta zero thalassemia | LN | LA18566-2^Hb C beta zero thalassemia^LN
480 | 71592-0 | CWE | Hemoglobinopathies conditions suspected [Identifier] in Dried blood spot | LL2094-2 | Newborn Screenin Hemoglobinopathies | SNOMEDCT ©: 119691000119106 Hemoglobin C/beta thalassemia disease (disorder) |  | LA12608-8 | Hb C beta-thalassemia | LN | LA12608-8^Hb C beta-thalassemia^LN
481 | 71592-0 | CWE | Hemoglobinopathies conditions suspected [Identifier] in Dried blood spot | LL2094-2 | Newborn Screenin Hemoglobinopathies |  |  | LA19957-2 | Hb Constant Spring carrier | LN | LA19957-2^Hb Constant Spring carrier^LN
482 | 71592-0 | CWE | Hemoglobinopathies conditions suspected [Identifier] in Dried blood spot | LL2094-2 | Newborn Screenin Hemoglobinopathies |  |  | LA12609-6 | Hb D-disease | LN | LA12609-6^Hb D-disease^LN
483 | 71592-0 | CWE | Hemoglobinopathies conditions suspected [Identifier] in Dried blood spot | LL2094-2 | Newborn Screenin Hemoglobinopathies | SNOMEDCT ©: 7391009 Hemoglobin D trait (disorder) |  | LA12603-9 | Hb D-carrier | LN | LA12603-9^Hb D-carrier^LN
484 | 71592-0 | CWE | Hemoglobinopathies conditions suspected [Identifier] in Dried blood spot | LL2094-2 | Newborn Screenin Hemoglobinopathies |  |  | LA18567-0 | Hb D beta plus thalassemia | LN | LA18567-0^Hb D beta plus thalassemia^LN
485 | 71592-0 | CWE | Hemoglobinopathies conditions suspected [Identifier] in Dried blood spot | LL2094-2 | Newborn Screenin Hemoglobinopathies |  |  | LA18568-8 | Hb D beta zero thalassemia | LN | LA18568-8^Hb D beta zero thalassemia^LN
486 | 71592-0 | CWE | Hemoglobinopathies conditions suspected [Identifier] in Dried blood spot | LL2094-2 | Newborn Screenin Hemoglobinopathies | SNOMEDCT ©: 119701000119106 Hemoglobin D/beta thalassemia disease (disorder) |  | LA12610-4 | Hb D beta-thalassemia | LN | LA12610-4^Hb D beta-thalassemia^LN
487 | 71592-0 | CWE | Hemoglobinopathies conditions suspected [Identifier] in Dried blood spot | LL2094-2 | Newborn Screenin Hemoglobinopathies | SNOMEDCT ©: 25065001 Hemoglobin E disease (disorder) |  | LA12612-0 | Hb E-disease | LN | LA12612-0^Hb E-disease^LN
488 | 71592-0 | CWE | Hemoglobinopathies conditions suspected [Identifier] in Dried blood spot | LL2094-2 | Newborn Screenin Hemoglobinopathies | SNOMEDCT ©: 46248003 Hemoglobin E trait (disorder) |  | LA12604-7 | Hb E-carrier | LN | LA12604-7^Hb E-carrier^LN
489 | 71592-0 | CWE | Hemoglobinopathies conditions suspected [Identifier] in Dried blood spot | LL2094-2 | Newborn Screenin Hemoglobinopathies | SNOMEDCT ©: 234392002 Hemoglobin E/beta thalassemia disease (disorder) |  | LA18569-6 | Hb E beta plus thalassemia | LN | LA18569-6^Hb E beta plus thalassemia^LN
490 | 71592-0 | CWE | Hemoglobinopathies conditions suspected [Identifier] in Dried blood spot | LL2094-2 | Newborn Screenin Hemoglobinopathies | SNOMEDCT ©: 234392002 Hemoglobin E/beta thalassemia disease (disorder) |  | LA18570-4 | Hb E beta zero thalassemia | LN | LA18570-4^Hb E beta zero thalassemia^LN
491 | 71592-0 | CWE | Hemoglobinopathies conditions suspected [Identifier] in Dried blood spot | LL2094-2 | Newborn Screenin Hemoglobinopathies | SNOMEDCT ©: 234392002 Hemoglobin E/beta thalassemia disease (disorder) |  | LA18571-2 | Hb E delta beta thalassemia | LN | LA18571-2^Hb E delta beta thalassemia^LN
492 | 71592-0 | CWE | Hemoglobinopathies conditions suspected [Identifier] in Dried blood spot | LL2094-2 | Newborn Screenin Hemoglobinopathies | SNOMEDCT ©: 234392002 Hemoglobin E/beta thalassemia disease (disorder) |  | LA12613-8 | Hb E beta-thalassemia | LN | LA12613-8^Hb E beta-thalassemia^LN
493 | 71592-0 | CWE | Hemoglobinopathies conditions suspected [Identifier] in Dried blood spot | LL2094-2 | Newborn Screenin Hemoglobinopathies |  |  | LA18572-0 | Hb G disease | LN | LA18572-0^Hb G disease^LN
494 | 71592-0 | CWE | Hemoglobinopathies conditions suspected [Identifier] in Dried blood spot | LL2094-2 | Newborn Screenin Hemoglobinopathies |  |  | LA18573-8 | Hb G carrier | LN | LA18573-8^Hb G carrier^LN
495 | 71592-0 | CWE | Hemoglobinopathies conditions suspected [Identifier] in Dried blood spot | LL2094-2 | Newborn Screenin Hemoglobinopathies |  |  | LA18574-6 | Hb G beta plus thalassemia | LN | LA18574-6^Hb G beta plus thalassemia^LN
496 | 71592-0 | CWE | Hemoglobinopathies conditions suspected [Identifier] in Dried blood spot | LL2094-2 | Newborn Screenin Hemoglobinopathies |  |  | LA18575-3 | Hb G beta thalassemia | LN | LA18575-3^Hb G beta thalassemia^LN
497 | 71592-0 | CWE | Hemoglobinopathies conditions suspected [Identifier] in Dried blood spot | LL2094-2 | Newborn Screenin Hemoglobinopathies |  |  | LA18576-1 | Hb G beta zero thalassemia | LN | LA18576-1^Hb G beta zero thalassemia^LN
498 | 71592-0 | CWE | Hemoglobinopathies conditions suspected [Identifier] in Dried blood spot | LL2094-2 | Newborn Screenin Hemoglobinopathies |  |  | LA18577-9 | Hb D/G disease | LN | LA18577-9^Hb D/G disease^LN
499 | 71592-0 | CWE | Hemoglobinopathies conditions suspected [Identifier] in Dried blood spot | LL2094-2 | Newborn Screenin Hemoglobinopathies |  |  | LA18578-7 | Hb D/G carrier | LN | LA18578-7^Hb D/G carrier^LN
500 | 71592-0 | CWE | Hemoglobinopathies conditions suspected [Identifier] in Dried blood spot | LL2094-2 | Newborn Screenin Hemoglobinopathies |  |  | LA18579-5 | Hb D/G beta plus thalassemia | LN | LA18579-5^Hb D/G beta plus thalassemia^LN
501 | 71592-0 | CWE | Hemoglobinopathies conditions suspected [Identifier] in Dried blood spot | LL2094-2 | Newborn Screenin Hemoglobinopathies |  |  | LA18580-3 | Hb D/G beta thalassemia | LN | LA18580-3^Hb D/G beta thalassemia^LN
502 | 71592-0 | CWE | Hemoglobinopathies conditions suspected [Identifier] in Dried blood spot | LL2094-2 | Newborn Screenin Hemoglobinopathies |  |  | LA18581-1 | Hb D/G beta zero thalassemia | LN | LA18581-1^Hb D/G beta zero thalassemia^LN
503 | 71592-0 | CWE | Hemoglobinopathies conditions suspected [Identifier] in Dried blood spot | LL2094-2 | Newborn Screenin Hemoglobinopathies |  |  | LA12605-4 | Hb O-Arab carrier | LN | LA12605-4^Hb O-Arab carrier^LN
504 | 71592-0 | CWE | Hemoglobinopathies conditions suspected [Identifier] in Dried blood spot | LL2094-2 | Newborn Screenin Hemoglobinopathies | SNOMEDCT ©: 5300004 Hemoglobin Bart's hydrops syndrome (disorder) |  | LA18582-9 | Alpha thalassemia major | LN | LA18582-9^Alpha thalassemia major^LN
505 | 71592-0 | CWE | Hemoglobinopathies conditions suspected [Identifier] in Dried blood spot | LL2094-2 | Newborn Screenin Hemoglobinopathies | SNOMEDCT ©: 191187006 Alpha trait thalassemia (disorder) |  | LA18583-7 | Alpha thalassemia trait | LN | LA18583-7^Alpha thalassemia trait^LN
506 | 71592-0 | CWE | Hemoglobinopathies conditions suspected [Identifier] in Dried blood spot | LL2094-2 | Newborn Screenin Hemoglobinopathies | SNOMEDCT ©: 48553001 Hemoglobin H disease (disorder) |  | LA18584-5 | Hb H disease | LN | LA18584-5^Hb H disease^LN
507 | 71592-0 | CWE | Hemoglobinopathies conditions suspected [Identifier] in Dried blood spot | LL2094-2 | Newborn Screenin Hemoglobinopathies | SNOMEDCT ©: 447117006 Hemoglobin H constant spring thalassemia (disorder) |  | LA18585-2 | Hb H Constant Spring disease | LN | LA18585-2^Hb H Constant Spring disease^LN
508 | 71592-0 | CWE | Hemoglobinopathies conditions suspected [Identifier] in Dried blood spot | LL2094-2 | Newborn Screenin Hemoglobinopathies |  |  | LA18586-0 | Hb H with other variant point mutations | LN | LA18586-0^Hb H with other variant point mutations^LN
509 | 71592-0 | CWE | Hemoglobinopathies conditions suspected [Identifier] in Dried blood spot | LL2094-2 | Newborn Screenin Hemoglobinopathies | SNOMEDCT ©: 123772008 Homozygous hemoglobinopathy (disorder) |  | LA18587-8 | Other Hb disease | LN | LA18587-8^Other Hb disease^LN
510 | 71592-0 | CWE | Hemoglobinopathies conditions suspected [Identifier] in Dried blood spot | LL2094-2 | Newborn Screenin Hemoglobinopathies |  |  | LA18588-6 | Other Hb carrier | LN | LA18588-6^Other Hb carrier^LN
511 | 71592-0 | CWE | Hemoglobinopathies conditions suspected [Identifier] in Dried blood spot | LL2094-2 | Newborn Screenin Hemoglobinopathies |  |  | LA18589-4 | Other beta plus thalassemia | LN | LA18589-4^Other beta plus thalassemia^LN
512 | 71592-0 | CWE | Hemoglobinopathies conditions suspected [Identifier] in Dried blood spot | LL2094-2 | Newborn Screenin Hemoglobinopathies |  |  | LA18590-2 | Other beta zero thalassemia | LN | LA18590-2^Other beta zero thalassemia^LN
513 | 71592-0 | CWE | Hemoglobinopathies conditions suspected [Identifier] in Dried blood spot | LL2094-2 | Newborn Screenin Hemoglobinopathies |  |  | LA18591-0 | Other beta thalassemia | LN | LA18591-0^Other beta thalassemia^LN
514 | 64122-5 | CWE | Hemoglobins that can be presumptively identified based on available controls in Dried blood spot | LL1511-6 | Hemoglobin types |  |  | LA16208-3 | Hb F | LN | LA16208-3^Hb F^LN
515 | 64122-5 | CWE | Hemoglobins that can be presumptively identified based on available controls in Dried blood spot | LL1511-6 | Hemoglobin types |  |  | LA16209-1 | Hb A | LN | LA16209-1^Hb A^LN
516 | 64122-5 | CWE | Hemoglobins that can be presumptively identified based on available controls in Dried blood spot | LL1511-6 | Hemoglobin types |  |  | LA16210-9 | Hb A - indeterminate | LN | LA16210-9^Hb A - indeterminate^LN
517 | 64122-5 | CWE | Hemoglobins that can be presumptively identified based on available controls in Dried blood spot | LL1511-6 | Hemoglobin types |  |  | LA16211-7 | Hb A2 | LN | LA16211-7^Hb A2^LN
518 | 64122-5 | CWE | Hemoglobins that can be presumptively identified based on available controls in Dried blood spot | LL1511-6 | Hemoglobin types |  |  | LA16212-5 | Hb A2 - elevated | LN | LA16212-5^Hb A2 - elevated^LN
519 | 64122-5 | CWE | Hemoglobins that can be presumptively identified based on available controls in Dried blood spot | LL1511-6 | Hemoglobin types |  |  | LA16213-3 | Hb Bart's - low level | LN | LA16213-3^Hb Bart's - low level^LN
520 | 64122-5 | CWE | Hemoglobins that can be presumptively identified based on available controls in Dried blood spot | LL1511-6 | Hemoglobin types |  |  | LA16214-1 | Hb Bart's - highly elevated | LN | LA16214-1^Hb Bart's - highly elevated^LN
521 | 64122-5 | CWE | Hemoglobins that can be presumptively identified based on available controls in Dried blood spot | LL1511-6 | Hemoglobin types |  |  | LA13002-3 | Hb C | LN | LA13002-3^Hb C^LN
522 | 64122-5 | CWE | Hemoglobins that can be presumptively identified based on available controls in Dried blood spot | LL1511-6 | Hemoglobin types |  |  | LA16215-8 | Hb Constant Spring | LN | LA16215-8^Hb Constant Spring^LN
523 | 64122-5 | CWE | Hemoglobins that can be presumptively identified based on available controls in Dried blood spot | LL1511-6 | Hemoglobin types |  |  | LA13003-1 | Hb D | LN | LA13003-1^Hb D^LN
524 | 64122-5 | CWE | Hemoglobins that can be presumptively identified based on available controls in Dried blood spot | LL1511-6 | Hemoglobin types |  |  | LA16216-6 | Hb D-Punjab | LN | LA16216-6^Hb D-Punjab^LN
525 | 64122-5 | CWE | Hemoglobins that can be presumptively identified based on available controls in Dried blood spot | LL1511-6 | Hemoglobin types |  |  | LA16217-4 | Hb D/G | LN | LA16217-4^Hb D/G^LN
526 | 64122-5 | CWE | Hemoglobins that can be presumptively identified based on available controls in Dried blood spot | LL1511-6 | Hemoglobin types |  |  | LA13005-6 | Hb E | LN | LA13005-6^Hb E^LN
527 | 64122-5 | CWE | Hemoglobins that can be presumptively identified based on available controls in Dried blood spot | LL1511-6 | Hemoglobin types |  |  | LA16218-2 | Hb G | LN | LA16218-2^Hb G^LN
528 | 64122-5 | CWE | Hemoglobins that can be presumptively identified based on available controls in Dried blood spot | LL1511-6 | Hemoglobin types |  |  | LA16219-0 | Hb G-Philadelphia | LN | LA16219-0^Hb G-Philadelphia^LN
529 | 64122-5 | CWE | Hemoglobins that can be presumptively identified based on available controls in Dried blood spot | LL1511-6 | Hemoglobin types |  |  | LA16220-8 | Hb H | LN | LA16220-8^Hb H^LN
530 | 64122-5 | CWE | Hemoglobins that can be presumptively identified based on available controls in Dried blood spot | LL1511-6 | Hemoglobin types |  |  | LA16221-6 | Hb Lepore Boston | LN | LA16221-6^Hb Lepore Boston^LN
531 | 64122-5 | CWE | Hemoglobins that can be presumptively identified based on available controls in Dried blood spot | LL1511-6 | Hemoglobin types |  |  | LA16222-4 | Hb O-Arab | LN | LA16222-4^Hb O-Arab^LN
532 | 64122-5 | CWE | Hemoglobins that can be presumptively identified based on available controls in Dried blood spot | LL1511-6 | Hemoglobin types |  |  | LA13007-2 | Hb S | LN | LA13007-2^Hb S^LN
533 | 64122-5 | CWE | Hemoglobins that can be presumptively identified based on available controls in Dried blood spot | LL1511-6 | Hemoglobin types |  |  | LA16223-2 | Hb unidentified | LN | LA16223-2^Hb unidentified^LN
534 | 73792-4 | CWE | Infant activity during postductal oxygen saturation measurement | LL2459-7 | Infant activity during measurement |  |  | LA11864-8 | Sleeping | LN | LA11864-8^Sleeping^LN
535 | 73792-4 | CWE | Infant activity during postductal oxygen saturation measurement | LL2459-7 | Infant activity during measurement |  |  | LA19830-1 | Awake and quiet | LN | LA19830-1^Awake and quiet^LN
536 | 73792-4 | CWE | Infant activity during postductal oxygen saturation measurement | LL2459-7 | Infant activity during measurement |  |  | LA19831-9 | Awake and crying | LN | LA19831-9^Awake and crying^LN
537 | 73792-4 | CWE | Infant activity during postductal oxygen saturation measurement | LL2459-7 | Infant activity during measurement |  |  | LA19832-7 | Feeding | LN | LA19832-7^Feeding^LN
538 | 73796-5 | CWE | Infant activity during preductal oxygen saturation measurement | LL2459-7 | Infant activity during measurement |  |  | LA11864-8 | Sleeping | LN | LA11864-8^Sleeping^LN
539 | 73796-5 | CWE | Infant activity during preductal oxygen saturation measurement | LL2459-7 | Infant activity during measurement |  |  | LA19830-1 | Awake and quiet | LN | LA19830-1^Awake and quiet^LN
540 | 73796-5 | CWE | Infant activity during preductal oxygen saturation measurement | LL2459-7 | Infant activity during measurement |  |  | LA19831-9 | Awake and crying | LN | LA19831-9^Awake and crying^LN
541 | 73796-5 | CWE | Infant activity during preductal oxygen saturation measurement | LL2459-7 | Infant activity during measurement |  |  | LA19832-7 | Feeding | LN | LA19832-7^Feeding^LN
542 | 57713-0 | CWE | Infant factors that affect newborn screening interpretation | LL830-1 | NBS events / Clinical events that affect NBS interpretation |  |  | LA137-2 | None | LN | LA137-2^None^LN
543 | 57713-0 | CWE | Infant factors that affect newborn screening interpretation | LL830-1 | NBS events / Clinical events that affect NBS interpretation |  |  | LA12419-0 | Infant in NICU at time of specimen collection | LN | LA12419-0^Infant in NICU at time of specimen collection^LN
544 | 57713-0 | CWE | Infant factors that affect newborn screening interpretation | LL830-1 | NBS events / Clinical events that affect NBS interpretation |  |  | LA25801-4 | Infant in special care setting (other than ICU) at time of specimen collection | LN | LA25801-4^Infant in special care setting (other than ICU) at time of specimen collection^LN
545 | 57713-0 | CWE | Infant factors that affect newborn screening interpretation | LL830-1 | NBS events / Clinical events that affect NBS interpretation |  |  | LA25802-2 | Preterm/Low birth weight (LBW) | LN | LA25802-2^Preterm/Low birth weight (LBW)^LN
546 | 57713-0 | CWE | Infant factors that affect newborn screening interpretation | LL830-1 | NBS events / Clinical events that affect NBS interpretation |  |  | LA12417-4 | Any blood product transfusion (including ECLS/ECMO) | LN | LA12417-4^Any blood product transfusion (including ECLS/ECMO)^LN
547 | 57713-0 | CWE | Infant factors that affect newborn screening interpretation | LL830-1 | NBS events / Clinical events that affect NBS interpretation |  |  | LA16923-7 | Dopamine | LN | LA16923-7^Dopamine^LN
548 | 57713-0 | CWE | Infant factors that affect newborn screening interpretation | LL830-1 | NBS events / Clinical events that affect NBS interpretation |  |  | LA16924-5 | Topical iodine | LN | LA16924-5^Topical iodine^LN
549 | 57713-0 | CWE | Infant factors that affect newborn screening interpretation | LL830-1 | NBS events / Clinical events that affect NBS interpretation |  |  | LA25803-0 | Acute illness | LN | LA25803-0^Acute illness^LN
550 | 57713-0 | CWE | Infant factors that affect newborn screening interpretation | LL830-1 | NBS events / Clinical events that affect NBS interpretation |  |  | LA25804-8 | Hypothyroxinemia of preterm birth | LN | LA25804-8^Hypothyroxinemia of preterm birth^LN
551 | 57713-0 | CWE | Infant factors that affect newborn screening interpretation | LL830-1 | NBS events / Clinical events that affect NBS interpretation |  |  | LA25812-1 | Significant hypoxia | LN | LA25812-1^Significant hypoxia^LN
552 | 57713-0 | CWE | Infant factors that affect newborn screening interpretation | LL830-1 | NBS events / Clinical events that affect NBS interpretation |  |  | LA25805-5 | Immature hypothalamic/pituitary axis | LN | LA25805-5^Immature hypothalamic/pituitary axis^LN
553 | 57713-0 | CWE | Infant factors that affect newborn screening interpretation | LL830-1 | NBS events / Clinical events that affect NBS interpretation |  |  | LA25806-3 | Immature liver enzymes | LN | LA25806-3^Immature liver enzymes^LN
554 | 57713-0 | CWE | Infant factors that affect newborn screening interpretation | LL830-1 | NBS events / Clinical events that affect NBS interpretation |  |  | LA25807-1 | Immature renal system | LN | LA25807-1^Immature renal system^LN
555 | 57713-0 | CWE | Infant factors that affect newborn screening interpretation | LL830-1 | NBS events / Clinical events that affect NBS interpretation |  |  | LA25809-7 | Iodine deficiency | LN | LA25809-7^Iodine deficiency^LN
556 | 57713-0 | CWE | Infant factors that affect newborn screening interpretation | LL830-1 | NBS events / Clinical events that affect NBS interpretation |  |  | LA25810-5 | Liver disease | LN | LA25810-5^Liver disease^LN
557 | 57713-0 | CWE | Infant factors that affect newborn screening interpretation | LL830-1 | NBS events / Clinical events that affect NBS interpretation |  |  | LA25811-3 | Other conditions, such as biliary atresia, intestinal perforation, abdominal wall defects, septicemia, CMV, renal failure, T21, T18, T13 | LN | LA25811-3^Other conditions, such as biliary atresia, intestinal perforation, abdominal wall defects, septicemia, CMV, renal failure, T21, T18, T13^LN
558 | 57713-0 | CWE | Infant factors that affect newborn screening interpretation | LL830-1 | NBS events / Clinical events that affect NBS interpretation |  |  | LA16925-2 | Parenteral steroid treatment | LN | LA16925-2^Parenteral steroid treatment^LN
559 | 57713-0 | CWE | Infant factors that affect newborn screening interpretation | LL830-1 | NBS events / Clinical events that affect NBS interpretation |  |  | LA12420-8 | Systemic antibiotics before newborn screening | LN | LA12420-8^Systemic antibiotics before newborn screening^LN
560 | 57713-0 | CWE | Infant factors that affect newborn screening interpretation | LL830-1 | NBS events / Clinical events that affect NBS interpretation |  |  | LA16927-8 | Meconium ileus or other bowel obstruction | LN | LA16927-8^Meconium ileus or other bowel obstruction^LN
561 | 57713-0 | CWE | Infant factors that affect newborn screening interpretation | LL830-1 | NBS events / Clinical events that affect NBS interpretation |  |  | LA25815-4 | Thoracic surgery involving thymectomy | LN | LA25815-4^Thoracic surgery involving thymectomy^LN
562 | 57713-0 | CWE | Infant factors that affect newborn screening interpretation | LL830-1 | NBS events / Clinical events that affect NBS interpretation |  |  | LA25808-9 | Immunosuppressive therapy of baby or mother | LN | LA25808-9^Immunosuppressive therapy of baby or mother^LN
563 | 57713-0 | CWE | Infant factors that affect newborn screening interpretation | LL830-1 | NBS events / Clinical events that affect NBS interpretation |  |  | LA25816-2 | Total parenteral nutrition (TPN) or similar feeding | LN | LA25816-2^Total parenteral nutrition (TPN) or similar feeding^LN
564 | 57713-0 | CWE | Infant factors that affect newborn screening interpretation | LL830-1 | NBS events / Clinical events that affect NBS interpretation |  |  | LA25813-9 | Special lactose-free diet | LN | LA25813-9^Special lactose-free diet^LN
565 | 57713-0 | CWE | Infant factors that affect newborn screening interpretation | LL830-1 | NBS events / Clinical events that affect NBS interpretation |  |  | LA25814-7 | Special low protein diet | LN | LA25814-7^Special low protein diet^LN
566 | 57713-0 | CWE | Infant factors that affect newborn screening interpretation | LL830-1 | NBS events / Clinical events that affect NBS interpretation |  |  | LA46-8 | Other | LN | LA46-8^Other^LN
567 | 57702-3 | CWE | Infectious diseases newborn screen interpretation | LL833-5 | Newborn screening infectious diseases interpretation | SNOMEDCT ©: 17621005 Normal (qualifier value) |  | LA6626-1 | Normal | LN | LA6626-1^Normal^LN
568 | 57702-3 | CWE | Infectious diseases newborn screen interpretation | LL833-5 | Newborn screening infectious diseases interpretation |  |  | LA4259-3 | Borderline | LN | LA4259-3^Borderline^LN
569 | 57702-3 | CWE | Infectious diseases newborn screen interpretation | LL833-5 | Newborn screening infectious diseases interpretation |  |  | LA12446-3 | Suspect HIV | LN | LA12446-3^Suspect HIV^LN
570 | 57702-3 | CWE | Infectious diseases newborn screen interpretation | LL833-5 | Newborn screening infectious diseases interpretation |  |  | LA12447-1 | Suspect TOXO | LN | LA12447-1^Suspect TOXO^LN
571 | 62308-2 | CWE | Krabbe disease newborn screen interpretation | LL840-0 | Newborn screening interpretation |  |  | LA18592-8 | In range | LN | LA18592-8^In range^LN
572 | 62308-2 | CWE | Krabbe disease newborn screen interpretation | LL840-0 | Newborn screening interpretation |  |  | LA4259-3 | Borderline | LN | LA4259-3^Borderline^LN
573 | 62308-2 | CWE | Krabbe disease newborn screen interpretation | LL840-0 | Newborn screening interpretation | SNOMEDCT ©: 82334004 Indeterminate (qualifier value) |  | LA11884-6 | Indeterminate | LN | LA11884-6^Indeterminate^LN
574 | 62308-2 | CWE | Krabbe disease newborn screen interpretation | LL840-0 | Newborn screening interpretation |  |  | LA18593-6 | Out of range | LN | LA18593-6^Out of range^LN
575 | 62308-2 | CWE | Krabbe disease newborn screen interpretation | LL840-0 | Newborn screening interpretation |  |  | LA12430-7 | Out of range requiring further dried blood spot testing for at least one condition | LN | LA12430-7^Out of range requiring further dried blood spot testing for at least one condition^LN
576 | 62308-2 | CWE | Krabbe disease newborn screen interpretation | LL840-0 | Newborn screening interpretation |  |  | LA25817-0 | Out of range requiring immediate referral | LN | LA25817-0^Out of range requiring immediate referral^LN
577 | 62308-2 | CWE | Krabbe disease newborn screen interpretation | LL840-0 | Newborn screening interpretation |  |  | LA12431-5 | Out of range requiring immediate second-tier testing for at least one condition | LN | LA12431-5^Out of range requiring immediate second-tier testing for at least one condition^LN
578 | 62308-2 | CWE | Krabbe disease newborn screen interpretation | LL840-0 | Newborn screening interpretation |  |  | LA18594-4 | Out of range requiring deferred follow-up for at least one condition | LN | LA18594-4^Out of range requiring deferred follow-up for at least one condition^LN
579 | 62308-2 | CWE | Krabbe disease newborn screen interpretation | LL840-0 | Newborn screening interpretation |  |  | LA16204-2 | One or more tests pending | LN | LA16204-2^One or more tests pending^LN
580 | 62308-2 | CWE | Krabbe disease newborn screen interpretation | LL840-0 | Newborn screening interpretation |  |  | LA16205-9 | Specimen unsatisfactory for at least one condition | LN | LA16205-9^Specimen unsatisfactory for at least one condition^LN
581 | 62301-7 | CWE | Lysosomal storage disorders newborn screen interpretation | LL840-0 | Newborn screening interpretation |  |  | LA18592-8 | In range | LN | LA18592-8^In range^LN
582 | 62301-7 | CWE | Lysosomal storage disorders newborn screen interpretation | LL840-0 | Newborn screening interpretation |  |  | LA4259-3 | Borderline | LN | LA4259-3^Borderline^LN
583 | 62301-7 | CWE | Lysosomal storage disorders newborn screen interpretation | LL840-0 | Newborn screening interpretation | SNOMEDCT ©: 82334004 Indeterminate (qualifier value) |  | LA11884-6 | Indeterminate | LN | LA11884-6^Indeterminate^LN
584 | 62301-7 | CWE | Lysosomal storage disorders newborn screen interpretation | LL840-0 | Newborn screening interpretation |  |  | LA18593-6 | Out of range | LN | LA18593-6^Out of range^LN
585 | 62301-7 | CWE | Lysosomal storage disorders newborn screen interpretation | LL840-0 | Newborn screening interpretation |  |  | LA12430-7 | Out of range requiring further dried blood spot testing for at least one condition | LN | LA12430-7^Out of range requiring further dried blood spot testing for at least one condition^LN
586 | 62301-7 | CWE | Lysosomal storage disorders newborn screen interpretation | LL840-0 | Newborn screening interpretation |  |  | LA25817-0 | Out of range requiring immediate referral | LN | LA25817-0^Out of range requiring immediate referral^LN
587 | 62301-7 | CWE | Lysosomal storage disorders newborn screen interpretation | LL840-0 | Newborn screening interpretation |  |  | LA12431-5 | Out of range requiring immediate second-tier testing for at least one condition | LN | LA12431-5^Out of range requiring immediate second-tier testing for at least one condition^LN
588 | 62301-7 | CWE | Lysosomal storage disorders newborn screen interpretation | LL840-0 | Newborn screening interpretation |  |  | LA18594-4 | Out of range requiring deferred follow-up for at least one condition | LN | LA18594-4^Out of range requiring deferred follow-up for at least one condition^LN
589 | 62301-7 | CWE | Lysosomal storage disorders newborn screen interpretation | LL840-0 | Newborn screening interpretation |  |  | LA16204-2 | One or more tests pending | LN | LA16204-2^One or more tests pending^LN
590 | 62301-7 | CWE | Lysosomal storage disorders newborn screen interpretation | LL840-0 | Newborn screening interpretation |  |  | LA16205-9 | Specimen unsatisfactory for at least one condition | LN | LA16205-9^Specimen unsatisfactory for at least one condition^LN
591 | 62302-5 | CWE | Lysosomal storage disorders suspected [Identifier] in Dried blood spot | LL1043-0 | LDS / Lysosomal storage disorders | SNOMEDCT ©: 16652001 Fabry's disease (disorder) |  | LA14036-0 | Fabry disease | LN | LA14036-0^Fabry disease^LN
592 | 62302-5 | CWE | Lysosomal storage disorders suspected [Identifier] in Dried blood spot | LL1043-0 | LDS / Lysosomal storage disorders | SNOMEDCT ©: 274864009 Glycogen storage disease, type II (disorder) |  | LA14037-8 | Pompe disease | LN | LA14037-8^Pompe disease^LN
593 | 62302-5 | CWE | Lysosomal storage disorders suspected [Identifier] in Dried blood spot | LL1043-0 | LDS / Lysosomal storage disorders | SNOMEDCT ©: 192782005 Galactosylceramide beta-galactosidase deficiency (disorder) |  | LA14038-6 | Krabbe disease | LN | LA14038-6^Krabbe disease^LN
594 | 62302-5 | CWE | Lysosomal storage disorders suspected [Identifier] in Dried blood spot | LL1043-0 | LDS / Lysosomal storage disorders | SNOMEDCT ©: 58459009 Sphingomyelin/cholesterol lipidosis (disorder) |  | LA14040-2 | Niemann Pick disease A/B | LN | LA14040-2^Niemann Pick disease A/B^LN
595 | 62302-5 | CWE | Lysosomal storage disorders suspected [Identifier] in Dried blood spot | LL1043-0 | LDS / Lysosomal storage disorders | SNOMEDCT ©: 190794006 Glucosylceramide beta-glucosidase deficiency (disorder) |  | LA14039-4 | Gaucher disease | LN | LA14039-4^Gaucher disease^LN
596 | 62302-5 | CWE | Lysosomal storage disorders suspected [Identifier] in Dried blood spot | LL1043-0 | LDS / Lysosomal storage disorders | SNOMEDCT ©: 75610003 Mucopolysaccharidosis type I (disorder) |  | LA25797-4 | Mucopolysaccharidosis type I | LN | LA25797-4^Mucopolysaccharidosis type I^LN
597 | 46743-1 | CWE | Maple syrup urine disease newborn screen interpretation | LL840-0 | Newborn screening interpretation |  |  | LA18592-8 | In range | LN | LA18592-8^In range^LN
598 | 46743-1 | CWE | Maple syrup urine disease newborn screen interpretation | LL840-0 | Newborn screening interpretation |  |  | LA4259-3 | Borderline | LN | LA4259-3^Borderline^LN
599 | 46743-1 | CWE | Maple syrup urine disease newborn screen interpretation | LL840-0 | Newborn screening interpretation | SNOMEDCT ©: 82334004 Indeterminate (qualifier value) |  | LA11884-6 | Indeterminate | LN | LA11884-6^Indeterminate^LN
600 | 46743-1 | CWE | Maple syrup urine disease newborn screen interpretation | LL840-0 | Newborn screening interpretation |  |  | LA18593-6 | Out of range | LN | LA18593-6^Out of range^LN
601 | 46743-1 | CWE | Maple syrup urine disease newborn screen interpretation | LL840-0 | Newborn screening interpretation |  |  | LA12430-7 | Out of range requiring further dried blood spot testing for at least one condition | LN | LA12430-7^Out of range requiring further dried blood spot testing for at least one condition^LN
602 | 46743-1 | CWE | Maple syrup urine disease newborn screen interpretation | LL840-0 | Newborn screening interpretation |  |  | LA25817-0 | Out of range requiring immediate referral | LN | LA25817-0^Out of range requiring immediate referral^LN
603 | 46743-1 | CWE | Maple syrup urine disease newborn screen interpretation | LL840-0 | Newborn screening interpretation |  |  | LA12431-5 | Out of range requiring immediate second-tier testing for at least one condition | LN | LA12431-5^Out of range requiring immediate second-tier testing for at least one condition^LN
604 | 46743-1 | CWE | Maple syrup urine disease newborn screen interpretation | LL840-0 | Newborn screening interpretation |  |  | LA18594-4 | Out of range requiring deferred follow-up for at least one condition | LN | LA18594-4^Out of range requiring deferred follow-up for at least one condition^LN
605 | 46743-1 | CWE | Maple syrup urine disease newborn screen interpretation | LL840-0 | Newborn screening interpretation |  |  | LA16204-2 | One or more tests pending | LN | LA16204-2^One or more tests pending^LN
606 | 46743-1 | CWE | Maple syrup urine disease newborn screen interpretation | LL840-0 | Newborn screening interpretation |  |  | LA16205-9 | Specimen unsatisfactory for at least one condition | LN | LA16205-9^Specimen unsatisfactory for at least one condition^LN
607 | 67706-2 | CWE | Maternal factors that affect newborn screening interpretation | LL1736-9 | MaternalFactors / Maternal health factors affecting NBS interpretation | SNOMEDCT ©: 260413007 None (qualifier value) |  | LA137-2 | None | LN | LA137-2^None^LN
608 | 67706-2 | CWE | Maternal factors that affect newborn screening interpretation | LL1736-9 | MaternalFactors / Maternal health factors affecting NBS interpretation |  |  | LA16928-6 | HELLP syndrome | LN | LA16928-6^HELLP syndrome^LN
609 | 67706-2 | CWE | Maternal factors that affect newborn screening interpretation | LL1736-9 | MaternalFactors / Maternal health factors affecting NBS interpretation |  |  | LA16929-4 | Fatty liver of pregnancy | LN | LA16929-4^Fatty liver of pregnancy^LN
610 | 67706-2 | CWE | Maternal factors that affect newborn screening interpretation | LL1736-9 | MaternalFactors / Maternal health factors affecting NBS interpretation |  |  | LA16930-2 | Packed red blood cell (PRBC) transfusion | LN | LA16930-2^Packed red blood cell (PRBC) transfusion^LN
611 | 67706-2 | CWE | Maternal factors that affect newborn screening interpretation | LL1736-9 | MaternalFactors / Maternal health factors affecting NBS interpretation |  |  | LA16931-0 | Steroid treatment | LN | LA16931-0^Steroid treatment^LN
612 | 67706-2 | CWE | Maternal factors that affect newborn screening interpretation | LL1736-9 | MaternalFactors / Maternal health factors affecting NBS interpretation |  |  | LA16932-8 | Thyroid treatment (including propylthiouracil (PTU), methimazole (Tapazole), or past treatment with radioactive iodine (I-131)) | LN | LA16932-8^Thyroid treatment (including propylthiouracil (PTU), methimazole (Tapazole), or past treatment with radioactive iodine (I-131))^LN
613 | 67706-2 | CWE | Maternal factors that affect newborn screening interpretation | LL1736-9 | MaternalFactors / Maternal health factors affecting NBS interpretation |  |  | LA12418-2 | TPN | LN | LA12418-2^TPN^LN
614 | 67706-2 | CWE | Maternal factors that affect newborn screening interpretation | LL1736-9 | MaternalFactors / Maternal health factors affecting NBS interpretation |  |  | LA46-8 | Other | LN | LA46-8^Other^LN
615 | 64117-5 | CWE | Most predominant hemoglobin in Dried blood spot | LL1511-6 | Hemoglobin types |  |  | LA16208-3 | Hb F | LN | LA16208-3^Hb F^LN
616 | 64117-5 | CWE | Most predominant hemoglobin in Dried blood spot | LL1511-6 | Hemoglobin types |  |  | LA16209-1 | Hb A | LN | LA16209-1^Hb A^LN
617 | 64117-5 | CWE | Most predominant hemoglobin in Dried blood spot | LL1511-6 | Hemoglobin types |  |  | LA16210-9 | Hb A - indeterminate | LN | LA16210-9^Hb A - indeterminate^LN
618 | 64117-5 | CWE | Most predominant hemoglobin in Dried blood spot | LL1511-6 | Hemoglobin types |  |  | LA16211-7 | Hb A2 | LN | LA16211-7^Hb A2^LN
619 | 64117-5 | CWE | Most predominant hemoglobin in Dried blood spot | LL1511-6 | Hemoglobin types |  |  | LA16212-5 | Hb A2 - elevated | LN | LA16212-5^Hb A2 - elevated^LN
620 | 64117-5 | CWE | Most predominant hemoglobin in Dried blood spot | LL1511-6 | Hemoglobin types |  |  | LA16213-3 | Hb Bart's - low level | LN | LA16213-3^Hb Bart's - low level^LN
621 | 64117-5 | CWE | Most predominant hemoglobin in Dried blood spot | LL1511-6 | Hemoglobin types |  |  | LA16214-1 | Hb Bart's - highly elevated | LN | LA16214-1^Hb Bart's - highly elevated^LN
622 | 64117-5 | CWE | Most predominant hemoglobin in Dried blood spot | LL1511-6 | Hemoglobin types |  |  | LA13002-3 | Hb C | LN | LA13002-3^Hb C^LN
623 | 64117-5 | CWE | Most predominant hemoglobin in Dried blood spot | LL1511-6 | Hemoglobin types |  |  | LA16215-8 | Hb Constant Spring | LN | LA16215-8^Hb Constant Spring^LN
624 | 64117-5 | CWE | Most predominant hemoglobin in Dried blood spot | LL1511-6 | Hemoglobin types |  |  | LA13003-1 | Hb D | LN | LA13003-1^Hb D^LN
625 | 64117-5 | CWE | Most predominant hemoglobin in Dried blood spot | LL1511-6 | Hemoglobin types |  |  | LA16216-6 | Hb D-Punjab | LN | LA16216-6^Hb D-Punjab^LN
626 | 64117-5 | CWE | Most predominant hemoglobin in Dried blood spot | LL1511-6 | Hemoglobin types |  |  | LA16217-4 | Hb D/G | LN | LA16217-4^Hb D/G^LN
627 | 64117-5 | CWE | Most predominant hemoglobin in Dried blood spot | LL1511-6 | Hemoglobin types |  |  | LA13005-6 | Hb E | LN | LA13005-6^Hb E^LN
628 | 64117-5 | CWE | Most predominant hemoglobin in Dried blood spot | LL1511-6 | Hemoglobin types |  |  | LA16218-2 | Hb G | LN | LA16218-2^Hb G^LN
629 | 64117-5 | CWE | Most predominant hemoglobin in Dried blood spot | LL1511-6 | Hemoglobin types |  |  | LA16219-0 | Hb G-Philadelphia | LN | LA16219-0^Hb G-Philadelphia^LN
630 | 64117-5 | CWE | Most predominant hemoglobin in Dried blood spot | LL1511-6 | Hemoglobin types |  |  | LA16220-8 | Hb H | LN | LA16220-8^Hb H^LN
631 | 64117-5 | CWE | Most predominant hemoglobin in Dried blood spot | LL1511-6 | Hemoglobin types |  |  | LA16221-6 | Hb Lepore Boston | LN | LA16221-6^Hb Lepore Boston^LN
632 | 64117-5 | CWE | Most predominant hemoglobin in Dried blood spot | LL1511-6 | Hemoglobin types |  |  | LA16222-4 | Hb O-Arab | LN | LA16222-4^Hb O-Arab^LN
633 | 64117-5 | CWE | Most predominant hemoglobin in Dried blood spot | LL1511-6 | Hemoglobin types |  |  | LA13007-2 | Hb S | LN | LA13007-2^Hb S^LN
634 | 64117-5 | CWE | Most predominant hemoglobin in Dried blood spot | LL1511-6 | Hemoglobin types |  |  | LA16223-2 | Hb unidentified | LN | LA16223-2^Hb unidentified^LN
635 | 77739-1 | CWE | Mother’s Hepatitis B virus surface Ag status | LL3639-3 | Positive¦Negative¦Not tested¦Unknown |  |  | LA6576-8 | Positive | LN | LA6576-8^Positive^LN
636 | 77739-1 | CWE | Mother’s Hepatitis B virus surface Ag status | LL3639-3 | Positive¦Negative¦Not tested¦Unknown |  |  | LA6577-6 | Negative | LN | LA6577-6^Negative^LN
637 | 77739-1 | CWE | Mother’s Hepatitis B virus surface Ag status | LL3639-3 | Positive¦Negative¦Not tested¦Unknown |  |  | LA13538-6 | Not tested | LN | LA13538-6^Not tested^LN
638 | 77739-1 | CWE | Mother’s Hepatitis B virus surface Ag status | LL3639-3 | Positive¦Negative¦Not tested¦Unknown | SNOMEDCT ©: 261665006 Unknown (qualifier value) |  | LA4489-6 | Unknown | LN | LA4489-6^Unknown^LN
639 | 57712-2 | CWE | Mother's education | LL836-8 | Education / Level of education |  |  | LA36-9 | 8th grade/less | LN | LA36-9^8th grade/less^LN
640 | 57712-2 | CWE | Mother's education | LL836-8 | Education / Level of education |  |  | LA12456-2 | 9th - 12th grade, no diploma | LN | LA12456-2^9th - 12th grade, no diploma^LN
641 | 57712-2 | CWE | Mother's education | LL836-8 | Education / Level of education |  |  | LA12457-0 | High school graduate or GED completed | LN | LA12457-0^High school graduate or GED completed^LN
642 | 57712-2 | CWE | Mother's education | LL836-8 | Education / Level of education |  |  | LA12458-8 | Some college credit but no degree | LN | LA12458-8^Some college credit but no degree^LN
643 | 57712-2 | CWE | Mother's education | LL836-8 | Education / Level of education |  |  | LA12459-6 | Associate degree (e.g., AA, AS) | LN | LA12459-6^Associate degree (e.g., AA, AS)^LN
644 | 57712-2 | CWE | Mother's education | LL836-8 | Education / Level of education |  |  | LA12460-4 | Bachelor’s degree (e.g., BA, AB, BS) | LN | LA12460-4^Bachelor’s degree (e.g., BA, AB, BS)^LN
645 | 57712-2 | CWE | Mother's education | LL836-8 | Education / Level of education |  |  | LA12461-2 | Master’s degree (e.g., MA, MS, MEng, MEd, MSW, MBA) | LN | LA12461-2^Master’s degree (e.g., MA, MS, MEng, MEd, MSW, MBA)^LN
646 | 57712-2 | CWE | Mother's education | LL836-8 | Education / Level of education |  |  | LA12462-0 | Doctorate (e.g., PhD, EdD) or Professional degree (e.g., MD, DDS, DVM, LLB, JD) | LN | LA12462-0^Doctorate (e.g., PhD, EdD) or Professional degree (e.g., MD, DDS, DVM, LLB, JD)^LN
647 | 57712-2 | CWE | Mother's education | LL836-8 | Education / Level of education | SNOMEDCT ©: 261665006 Unknown (qualifier value) |  | LA4489-6 | Unknown | LN | LA4489-6^Unknown^LN
648 | 79564-1 | CWE | Mucopolysaccharidosis type I newborn screen interpretation | LL840-0 | Newborn screening interpretation |  |  | LA18592-8 | In range | LN | LA18592-8^In range^LN
649 | 79564-1 | CWE | Mucopolysaccharidosis type I newborn screen interpretation | LL840-0 | Newborn screening interpretation |  |  | LA4259-3 | Borderline | LN | LA4259-3^Borderline^LN
650 | 79564-1 | CWE | Mucopolysaccharidosis type I newborn screen interpretation | LL840-0 | Newborn screening interpretation | SNOMEDCT ©: 82334004 Indeterminate (qualifier value) |  | LA11884-6 | Indeterminate | LN | LA11884-6^Indeterminate^LN
651 | 79564-1 | CWE | Mucopolysaccharidosis type I newborn screen interpretation | LL840-0 | Newborn screening interpretation |  |  | LA18593-6 | Out of range | LN | LA18593-6^Out of range^LN
652 | 79564-1 | CWE | Mucopolysaccharidosis type I newborn screen interpretation | LL840-0 | Newborn screening interpretation |  |  | LA12430-7 | Out of range requiring further dried blood spot testing for at least one condition | LN | LA12430-7^Out of range requiring further dried blood spot testing for at least one condition^LN
653 | 79564-1 | CWE | Mucopolysaccharidosis type I newborn screen interpretation | LL840-0 | Newborn screening interpretation |  |  | LA25817-0 | Out of range requiring immediate referral | LN | LA25817-0^Out of range requiring immediate referral^LN
654 | 79564-1 | CWE | Mucopolysaccharidosis type I newborn screen interpretation | LL840-0 | Newborn screening interpretation |  |  | LA12431-5 | Out of range requiring immediate second-tier testing for at least one condition | LN | LA12431-5^Out of range requiring immediate second-tier testing for at least one condition^LN
655 | 79564-1 | CWE | Mucopolysaccharidosis type I newborn screen interpretation | LL840-0 | Newborn screening interpretation |  |  | LA18594-4 | Out of range requiring deferred follow-up for at least one condition | LN | LA18594-4^Out of range requiring deferred follow-up for at least one condition^LN
656 | 79564-1 | CWE | Mucopolysaccharidosis type I newborn screen interpretation | LL840-0 | Newborn screening interpretation |  |  | LA16204-2 | One or more tests pending | LN | LA16204-2^One or more tests pending^LN
657 | 79564-1 | CWE | Mucopolysaccharidosis type I newborn screen interpretation | LL840-0 | Newborn screening interpretation |  |  | LA16205-9 | Specimen unsatisfactory for at least one condition | LN | LA16205-9^Specimen unsatisfactory for at least one condition^LN
658 | 57720-5 | CWE | Newborn conditions with equivocal markers [Identifier] in Dried blood spot | LL835-0 | NBS conditions / Newborn screen conditions | SNOMEDCT ©: 260413007 None (qualifier value) |  | LA137-2 | None | LN | LA137-2^None^LN
659 | 57720-5 | CWE | Newborn conditions with equivocal markers [Identifier] in Dried blood spot | LL835-0 | NBS conditions / Newborn screen conditions |  | HEAR | LA24366-9 | Hearing loss | LN | LA24366-9^Hearing loss^LN
660 | 57720-5 | CWE | Newborn conditions with equivocal markers [Identifier] in Dried blood spot | LL835-0 | NBS conditions / Newborn screen conditions | SNOMEDCT ©: 791000124107 2-methyl-3-hydroxybutyric aciduria (disorder) | 2M3HBA | LA12464-6 | 2-Methyl-3-hydroxybutyric aciduria | LN | LA12464-6^2-Methyl-3-hydroxybutyric aciduria^LN
661 | 57720-5 | CWE | Newborn conditions with equivocal markers [Identifier] in Dried blood spot | LL835-0 | NBS conditions / Newborn screen conditions | SNOMEDCT ©: 445596006 2-methylbutyrylglycinuria (disorder) | 2MBG | LA12465-3 | 2-Methylbutyrylglycinuria | LN | LA12465-3^2-Methylbutyrylglycinuria^LN
662 | 57720-5 | CWE | Newborn conditions with equivocal markers [Identifier] in Dried blood spot | LL835-0 | NBS conditions / Newborn screen conditions | SNOMEDCT ©: 13144005 Methylcrotonyl-CoA carboxylase deficiency (disorder) | 3-MCC | LA12466-1 | 3-Methylcrotonyl-CoA carboxylase deficiency | LN | LA12466-1^3-Methylcrotonyl-CoA carboxylase deficiency^LN
663 | 57720-5 | CWE | Newborn conditions with equivocal markers [Identifier] in Dried blood spot | LL835-0 | NBS conditions / Newborn screen conditions | SNOMEDCT ©: 206001006 Fetal or neonatal effect of maternal problem unrelated to pregnancy (disorder) | 3-MCC (mat) | LA12467-9 | 3-Methylcrotonyl-CoA carboxylase deficiency (maternal) | LN | LA12467-9^3-Methylcrotonyl-CoA carboxylase deficiency (maternal)^LN
664 | 57720-5 | CWE | Newborn conditions with equivocal markers [Identifier] in Dried blood spot | LL835-0 | NBS conditions / Newborn screen conditions | SNOMEDCT ©: 237950009 3-Methylglutaconic aciduria (disorder) | 3MGA | LA12468-7 | 3-Methylglutaconic aciduria | LN | LA12468-7^3-Methylglutaconic aciduria^LN
665 | 57720-5 | CWE | Newborn conditions with equivocal markers [Identifier] in Dried blood spot | LL835-0 | NBS conditions / Newborn screen conditions | SNOMEDCT ©: 39112005 Glutathione synthase deficiency with 5-oxoprolinuria (disorder) | 5-OXO | LA12469-5 | Pyroglutamic acidemia | LN | LA12469-5^Pyroglutamic acidemia^LN
666 | 57720-5 | CWE | Newborn conditions with equivocal markers [Identifier] in Dried blood spot | LL835-0 | NBS conditions / Newborn screen conditions |  | ARG | LA21161-7 | Argininemia | LN | LA21161-7^Argininemia^LN
667 | 57720-5 | CWE | Newborn conditions with equivocal markers [Identifier] in Dried blood spot | LL835-0 | NBS conditions / Newborn screen conditions |  | ASA | LA21162-5 | Argininosuccinic aciduria | LN | LA21162-5^Argininosuccinic aciduria^LN
668 | 57720-5 | CWE | Newborn conditions with equivocal markers [Identifier] in Dried blood spot | LL835-0 | NBS conditions / Newborn screen conditions | SNOMEDCT ©: 237914002 6-Pyruvoyl-tetrahydrobiopterin synthase deficiency (disorder) | BIOPT-BS | LA12472-9 | Biopterin defect in cofactor biosynthesis | LN | LA12472-9^Biopterin defect in cofactor biosynthesis^LN
669 | 57720-5 | CWE | Newborn conditions with equivocal markers [Identifier] in Dried blood spot | LL835-0 | NBS conditions / Newborn screen conditions | SNOMEDCT ©: 58256000 Dihydropteridine reductase deficiency (disorder) | BIOPT-REG | LA12473-7 | Biopterin defect in cofactor regeneration | LN | LA12473-7^Biopterin defect in cofactor regeneration^LN
670 | 57720-5 | CWE | Newborn conditions with equivocal markers [Identifier] in Dried blood spot | LL835-0 | NBS conditions / Newborn screen conditions | SNOMEDCT ©: 237953006 Mitochondrial 2-methylacetoacetyl-CoA thiolase deficiency - potassium stimulated (disorder) | BKT | LA12474-5 | Beta-ketothiolase deficiency | LN | LA12474-5^Beta-ketothiolase deficiency^LN
671 | 57720-5 | CWE | Newborn conditions with equivocal markers [Identifier] in Dried blood spot | LL835-0 | NBS conditions / Newborn screen conditions | SNOMEDCT ©: 238003000 Carnitine acylcarnitine translocase deficiency (disorder) | CACT | LA12475-2 | Carnitine acylcarnitine translocase deficiency | LN | LA12475-2^Carnitine acylcarnitine translocase deficiency^LN
672 | 57720-5 | CWE | Newborn conditions with equivocal markers [Identifier] in Dried blood spot | LL835-0 | NBS conditions / Newborn screen conditions | SNOMEDCT ©: 73843004 Cobalamin A disease (disorder) | CBL A | LA12476-0 | Cobalamin A disease | LN | LA12476-0^Cobalamin A disease^LN
673 | 57720-5 | CWE | Newborn conditions with equivocal markers [Identifier] in Dried blood spot | LL835-0 | NBS conditions / Newborn screen conditions | SNOMEDCT ©: 82245003 Cobalamin B disease (disorder) | CBL B | LA12477-8 | Cobalamin B disease | LN | LA12477-8^Cobalamin B disease^LN
674 | 57720-5 | CWE | Newborn conditions with equivocal markers [Identifier] in Dried blood spot | LL835-0 | NBS conditions / Newborn screen conditions | SNOMEDCT ©: 74653006 Cobalamin C disease (disorder) | CBL C | LA12478-6 | Cobalamin C disease | LN | LA12478-6^Cobalamin C disease^LN
675 | 57720-5 | CWE | Newborn conditions with equivocal markers [Identifier] in Dried blood spot | LL835-0 | NBS conditions / Newborn screen conditions | SNOMEDCT ©: 31220004 Cobalamin D disease (disorder) | CBL D | LA12479-4 | Cobalamin D disease | LN | LA12479-4^Cobalamin D disease^LN
676 | 57720-5 | CWE | Newborn conditions with equivocal markers [Identifier] in Dried blood spot | LL835-0 | NBS conditions / Newborn screen conditions | SNOMEDCT ©: 360373000 Adenosylcobalamin and methylcobalamin synthesis defect (disorder) | CBL E | LA12480-2 | Cobalamin E disease | LN | LA12480-2^Cobalamin E disease^LN
677 | 57720-5 | CWE | Newborn conditions with equivocal markers [Identifier] in Dried blood spot | LL835-0 | NBS conditions / Newborn screen conditions | SNOMEDCT ©: 721187005 Methylcobalamin deficiency type cbl G (disorder) | CBL G | LA12481-0 | CBL G type Methylcobalamin deficiency | LN | LA12481-0^CBL G type Methylcobalamin deficiency^LN
678 | 57720-5 | CWE | Newborn conditions with equivocal markers [Identifier] in Dried blood spot | LL835-0 | NBS conditions / Newborn screen conditions | SNOMEDCT ©: 398680004 Citrullinemia (disorder) | CIT-I | LA12482-8 | Citrullinemia, type I | LN | LA12482-8^Citrullinemia, type I^LN
679 | 57720-5 | CWE | Newborn conditions with equivocal markers [Identifier] in Dried blood spot | LL835-0 | NBS conditions / Newborn screen conditions | SNOMEDCT ©: 716863007 Citrullinemia type II (disorder) | CIT-II | LA12483-6 | Citrullinemia, type II | LN | LA12483-6^Citrullinemia, type II^LN
680 | 57720-5 | CWE | Newborn conditions with equivocal markers [Identifier] in Dried blood spot | LL835-0 | NBS conditions / Newborn screen conditions | SNOMEDCT ©: 62522004 Deficiency of transcarbamoylase (disorder) | CPS | LA12484-4 | Carbamoyl-phosphate synthase deficiency | LN | LA12484-4^Carbamoyl-phosphate synthase deficiency^LN
681 | 57720-5 | CWE | Newborn conditions with equivocal markers [Identifier] in Dried blood spot | LL835-0 | NBS conditions / Newborn screen conditions | SNOMEDCT ©: 238001003 Carnitine palmitoyltransferase I deficiency (disorder) | CPT-Ia | LA12485-1 | Carnitine palmitoyltransferase type I deficiency | LN | LA12485-1^Carnitine palmitoyltransferase type I deficiency^LN
682 | 57720-5 | CWE | Newborn conditions with equivocal markers [Identifier] in Dried blood spot | LL835-0 | NBS conditions / Newborn screen conditions | SNOMEDCT ©: 238002005 Carnitine palmitoyltransferase II deficiency (disorder) | CPT-II | LA12486-9 | Carnitine palmitoyltransferase type II deficiency | LN | LA12486-9^Carnitine palmitoyltransferase type II deficiency^LN
683 | 57720-5 | CWE | Newborn conditions with equivocal markers [Identifier] in Dried blood spot | LL835-0 | NBS conditions / Newborn screen conditions | SNOMEDCT ©: 21764004 Renal carnitine transport defect (disorder) | CUD | LA12487-7 | Carnitine uptake deficiency/carnitine transport defect | LN | LA12487-7^Carnitine uptake deficiency/carnitine transport defect^LN
684 | 57720-5 | CWE | Newborn conditions with equivocal markers [Identifier] in Dried blood spot | LL835-0 | NBS conditions / Newborn screen conditions | SNOMEDCT ©: 206001006 Fetal or neonatal effect of maternal problem unrelated to pregnancy (disorder) | CUD (mat) | LA12488-5 | Carnitine uptake deficiency/carnitine transport defect (maternal) | LN | LA12488-5^Carnitine uptake deficiency/carnitine transport defect (maternal)^LN
685 | 57720-5 | CWE | Newborn conditions with equivocal markers [Identifier] in Dried blood spot | LL835-0 | NBS conditions / Newborn screen conditions | SNOMEDCT ©: 444944006 Deficiency of 2,4-dienoyl-coenzyme A reductase (disorder) | De-Red | LA12489-3 | 2,4-Dienoyl-CoA reductase deficiency | LN | LA12489-3^2,4-Dienoyl-CoA reductase deficiency^LN
686 | 57720-5 | CWE | Newborn conditions with equivocal markers [Identifier] in Dried blood spot | LL835-0 | NBS conditions / Newborn screen conditions | SNOMEDCT ©: 29914000 Dihydrolipoamide dehydrogenase deficiency (disorder) | E3 | LA12490-1 | Dihydrolipoamide dehydrogenase deficiency | LN | LA12490-1^Dihydrolipoamide dehydrogenase deficiency^LN
687 | 57720-5 | CWE | Newborn conditions with equivocal markers [Identifier] in Dried blood spot | LL835-0 | NBS conditions / Newborn screen conditions | SNOMEDCT ©: 811000124106 Ethylmalonic encephalopathy (disorder) | EMA | LA12491-9 | Ethylmalonic encephalopathy | LN | LA12491-9^Ethylmalonic encephalopathy^LN
688 | 57720-5 | CWE | Newborn conditions with equivocal markers [Identifier] in Dried blood spot | LL835-0 | NBS conditions / Newborn screen conditions | SNOMEDCT ©: 59761008 Glutamate formiminotransferase deficiency (disorder) | FIGLU | LA12492-7 | Formiminoglutamic acidemia | LN | LA12492-7^Formiminoglutamic acidemia^LN
689 | 57720-5 | CWE | Newborn conditions with equivocal markers [Identifier] in Dried blood spot | LL835-0 | NBS conditions / Newborn screen conditions | SNOMEDCT ©: 76175005 Glutaric aciduria, type 1 (disorder) | GA-1 | LA12493-5 | Glutaric acidemia type I | LN | LA12493-5^Glutaric acidemia type I^LN
690 | 57720-5 | CWE | Newborn conditions with equivocal markers [Identifier] in Dried blood spot | LL835-0 | NBS conditions / Newborn screen conditions | SNOMEDCT ©: 206001006 Fetal or neonatal effect of maternal problem unrelated to pregnancy (disorder) | GA-1 (mat) | LA12494-3 | Glutaric acidemia (maternal) | LN | LA12494-3^Glutaric acidemia (maternal)^LN
691 | 57720-5 | CWE | Newborn conditions with equivocal markers [Identifier] in Dried blood spot | LL835-0 | NBS conditions / Newborn screen conditions | SNOMEDCT ©: 22886006 Glutaric aciduria, type 2 (disorder) | GA-2 | LA12495-0 | Glutaric acidemia type II | LN | LA12495-0^Glutaric acidemia type II^LN
692 | 57720-5 | CWE | Newborn conditions with equivocal markers [Identifier] in Dried blood spot | LL835-0 | NBS conditions / Newborn screen conditions | SNOMEDCT ©: 11282001 Homocystinuria (disorder) | HCY | LA12496-8 | Homocystinuria | LN | LA12496-8^Homocystinuria^LN
693 | 57720-5 | CWE | Newborn conditions with equivocal markers [Identifier] in Dried blood spot | LL835-0 | NBS conditions / Newborn screen conditions | SNOMEDCT ©: 30287008 Hyperornithinemia-hyperammonemia-homocitrullinuria syndrome (disorder) | HHH | LA12497-6 | Hyperornithinemia-hyperammonemia-homocitrullinuria syndrome | LN | LA12497-6^Hyperornithinemia-hyperammonemia-homocitrullinuria syndrome^LN
694 | 57720-5 | CWE | Newborn conditions with equivocal markers [Identifier] in Dried blood spot | LL835-0 | NBS conditions / Newborn screen conditions | SNOMEDCT ©: 410058007 Histidinemia (disorder) | HIS | LA12498-4 | Histidinemia | LN | LA12498-4^Histidinemia^LN
695 | 57720-5 | CWE | Newborn conditions with equivocal markers [Identifier] in Dried blood spot | LL835-0 | NBS conditions / Newborn screen conditions | SNOMEDCT ©: 410059004 Deficiency of hydroxymethylglutaryl-CoA lyase (disorder) | HMG | LA12499-2 | 3-Hydroxy-3-methylglutaric aciduria | LN | LA12499-2^3-Hydroxy-3-methylglutaric aciduria^LN
696 | 57720-5 | CWE | Newborn conditions with equivocal markers [Identifier] in Dried blood spot | LL835-0 | NBS conditions / Newborn screen conditions | SNOMEDCT ©: 68528007 Hyperphenylalaninemia (disorder) | H-PHE | LA12500-7 | Hyperphenylalaninemia (variant, benign) | LN | LA12500-7^Hyperphenylalaninemia (variant, benign)^LN
697 | 57720-5 | CWE | Newborn conditions with equivocal markers [Identifier] in Dried blood spot | LL835-0 | NBS conditions / Newborn screen conditions | SNOMEDCT ©: 58558003 Hyperlysinemia (disorder) | Hyper LYS | LA12501-5 | Hyperlysinemia | LN | LA12501-5^Hyperlysinemia^LN
698 | 57720-5 | CWE | Newborn conditions with equivocal markers [Identifier] in Dried blood spot | LL835-0 | NBS conditions / Newborn screen conditions | SNOMEDCT ©: 314467007 Ornithine oxo-acid aminotransferase deficiency (disorder) | Hyper ORN | LA12502-3 | Girate atrophy of the retina | LN | LA12502-3^Girate atrophy of the retina^LN
699 | 57720-5 | CWE | Newborn conditions with equivocal markers [Identifier] in Dried blood spot | LL835-0 | NBS conditions / Newborn screen conditions | SNOMEDCT ©: 47719001 Hypervalinemia (disorder) | Hyper VAL | LA12503-1 | Valinemia | LN | LA12503-1^Valinemia^LN
700 | 57720-5 | CWE | Newborn conditions with equivocal markers [Identifier] in Dried blood spot | LL835-0 | NBS conditions / Newborn screen conditions | SNOMEDCT ©: 445571008 Isobutyrylglycinuria (disorder) | IBG | LA12504-9 | Isobutyrylglycinuria | LN | LA12504-9^Isobutyrylglycinuria^LN
701 | 57720-5 | CWE | Newborn conditions with equivocal markers [Identifier] in Dried blood spot | LL835-0 | NBS conditions / Newborn screen conditions | SNOMEDCT ©: 87827003 Isovaleryl-CoA dehydrogenase deficiency (disorder) | IVA | LA12505-6 | Isovaleric acidemia | LN | LA12505-6^Isovaleric acidemia^LN
702 | 57720-5 | CWE | Newborn conditions with equivocal markers [Identifier] in Dried blood spot | LL835-0 | NBS conditions / Newborn screen conditions | SNOMEDCT ©: 190882007 Lactic acidemia (disorder) | LACTIC | LA12506-4 | Primary lactic acidemia | LN | LA12506-4^Primary lactic acidemia^LN
703 | 57720-5 | CWE | Newborn conditions with equivocal markers [Identifier] in Dried blood spot | LL835-0 | NBS conditions / Newborn screen conditions | SNOMEDCT ©: 307127004 Mitochondrial trifunctional protein deficiency (disorder) | LCHAD | LA12507-2 | Long-chain L-3 hydroxyacyl-CoA dehydrogenase deficiency | LN | LA12507-2^Long-chain L-3 hydroxyacyl-CoA dehydrogenase deficiency^LN
704 | 57720-5 | CWE | Newborn conditions with equivocal markers [Identifier] in Dried blood spot | LL835-0 | NBS conditions / Newborn screen conditions | SNOMEDCT ©: 124594007 Deficiency of malonyl-CoA decarboxylase (disorder) | MAL | LA12508-0 | Malonic acidemia | LN | LA12508-0^Malonic acidemia^LN
705 | 57720-5 | CWE | Newborn conditions with equivocal markers [Identifier] in Dried blood spot | LL835-0 | NBS conditions / Newborn screen conditions | SNOMEDCT ©: 128596003 Medium-chain acyl-coenzyme A dehydrogenase deficiency (disorder) | MCAD | LA12509-8 | Medium-chain acyl-CoA dehydrogenase deficiency | LN | LA12509-8^Medium-chain acyl-CoA dehydrogenase deficiency^LN
706 | 57720-5 | CWE | Newborn conditions with equivocal markers [Identifier] in Dried blood spot | LL835-0 | NBS conditions / Newborn screen conditions | SNOMEDCT ©: 360369003 Holocarboxylase synthase deficiency (disorder) | MCD | LA12510-6 | Holoocarboxylase synthase deficiency | LN | LA12510-6^Holoocarboxylase synthase deficiency^LN
707 | 57720-5 | CWE | Newborn conditions with equivocal markers [Identifier] in Dried blood spot | LL835-0 | NBS conditions / Newborn screen conditions | SNOMEDCT ©: 124265004 Deficiency of acetyl-CoA acyltransferase (disorder) | MCKAT | LA12511-4 | Medium-chain ketoacyl-CoA thiolase deficiency | LN | LA12511-4^Medium-chain ketoacyl-CoA thiolase deficiency^LN
708 | 57720-5 | CWE | Newborn conditions with equivocal markers [Identifier] in Dried blood spot | LL835-0 | NBS conditions / Newborn screen conditions | SNOMEDCT ©: 43123004 Hypermethioninemia (disorder) | MET | LA12512-2 | Hypermethioninemia | LN | LA12512-2^Hypermethioninemia^LN
709 | 57720-5 | CWE | Newborn conditions with equivocal markers [Identifier] in Dried blood spot | LL835-0 | NBS conditions / Newborn screen conditions |  | MSUD | LA21168-2 | Maple syrup urine disease | LN | LA21168-2^Maple syrup urine disease^LN
710 | 57720-5 | CWE | Newborn conditions with equivocal markers [Identifier] in Dried blood spot | LL835-0 | NBS conditions / Newborn screen conditions | SNOMEDCT ©: 41797007 5,10-Methylenetetrahydrofolate reductase deficiency (disorder) | MTHFR | LA12514-8 | Methylene tetrahydrofolate reductase deficiency | LN | LA12514-8^Methylene tetrahydrofolate reductase deficiency^LN
711 | 57720-5 | CWE | Newborn conditions with equivocal markers [Identifier] in Dried blood spot | LL835-0 | NBS conditions / Newborn screen conditions | SNOMEDCT ©: 124680001 Deficiency of methylmalonyl-CoA mutase (disorder) | MUT | LA12515-5 | Methylmalonic acidemia | LN | LA12515-5^Methylmalonic acidemia^LN
712 | 57720-5 | CWE | Newborn conditions with equivocal markers [Identifier] in Dried blood spot | LL835-0 | NBS conditions / Newborn screen conditions | SNOMEDCT ©: 237939006 Non-ketotic hyperglycinemia (disorder) | NKHG | LA12516-3 | Nonketotic hyperglycinemia (glycine encephalopathy) | LN | LA12516-3^Nonketotic hyperglycinemia (glycine encephalopathy)^LN
713 | 57720-5 | CWE | Newborn conditions with equivocal markers [Identifier] in Dried blood spot | LL835-0 | NBS conditions / Newborn screen conditions | SNOMEDCT ©: 25739007 Hyperhydroxyprolinemia (disorder) | OH PRO | LA12517-1 | Hydroxyprolinemia | LN | LA12517-1^Hydroxyprolinemia^LN
714 | 57720-5 | CWE | Newborn conditions with equivocal markers [Identifier] in Dried blood spot | LL835-0 | NBS conditions / Newborn screen conditions | SNOMEDCT ©: 80908008 Ornithine carbamoyltransferase deficiency (disorder) | OTC | LA12518-9 | Ornithine transcarbamylase deficiency | LN | LA12518-9^Ornithine transcarbamylase deficiency^LN
715 | 57720-5 | CWE | Newborn conditions with equivocal markers [Identifier] in Dried blood spot | LL835-0 | NBS conditions / Newborn screen conditions | SNOMEDCT ©: 87694001 Pyruvate carboxylase deficiency (disorder) | PC | LA12519-7 | Pyruvate carboxylase deficiency | LN | LA12519-7^Pyruvate carboxylase deficiency^LN
716 | 57720-5 | CWE | Newborn conditions with equivocal markers [Identifier] in Dried blood spot | LL835-0 | NBS conditions / Newborn screen conditions | SNOMEDCT ©: 7573000 Classical phenylketonuria (disorder) | PKU | LA12520-5 | Classic phenylketonuria | LN | LA12520-5^Classic phenylketonuria^LN
717 | 57720-5 | CWE | Newborn conditions with equivocal markers [Identifier] in Dried blood spot | LL835-0 | NBS conditions / Newborn screen conditions | SNOMEDCT ©: 61071003 Proline dehydrogenase deficiency (disorder) | PRO I | LA12521-3 | Hyperprolinemia type I | LN | LA12521-3^Hyperprolinemia type I^LN
718 | 57720-5 | CWE | Newborn conditions with equivocal markers [Identifier] in Dried blood spot | LL835-0 | NBS conditions / Newborn screen conditions | SNOMEDCT ©: 717181004 Hyperprolinemia type 2 (disorder) | PRO II | LA12522-1 | Hyperprolinemia type II | LN | LA12522-1^Hyperprolinemia type II^LN
719 | 57720-5 | CWE | Newborn conditions with equivocal markers [Identifier] in Dried blood spot | LL835-0 | NBS conditions / Newborn screen conditions | SNOMEDCT ©: 69080001 Propionic acidemia (disorder) | PROP | LA12523-9 | Propionic acidemia | LN | LA12523-9^Propionic acidemia^LN
720 | 57720-5 | CWE | Newborn conditions with equivocal markers [Identifier] in Dried blood spot | LL835-0 | NBS conditions / Newborn screen conditions | SNOMEDCT ©: 124166007 Deficiency of butyryl-CoA dehydrogenase (disorder) | SCAD | LA12524-7 | Short-chain acyl-CoA dehydrogenase deficiency | LN | LA12524-7^Short-chain acyl-CoA dehydrogenase deficiency^LN
721 | 57720-5 | CWE | Newborn conditions with equivocal markers [Identifier] in Dried blood spot | LL835-0 | NBS conditions / Newborn screen conditions | SNOMEDCT ©: 237998000 Short chain 3-hydroxyacyl-CoA dehydrogenase deficiency (disorder) | SCHAD | LA12525-4 | Short-chain L-3-hydroxy acyl-CoA dehydrogenase deficiency | LN | LA12525-4^Short-chain L-3-hydroxy acyl-CoA dehydrogenase deficiency^LN
722 | 57720-5 | CWE | Newborn conditions with equivocal markers [Identifier] in Dried blood spot | LL835-0 | NBS conditions / Newborn screen conditions | SNOMEDCT ©: 445275003 Deficiency of succinate-coenzyme A ligase (disorder) | SUCLA2 | LA12526-2 | Succinyl-CoA ligase deficiency | LN | LA12526-2^Succinyl-CoA ligase deficiency^LN
723 | 57720-5 | CWE | Newborn conditions with equivocal markers [Identifier] in Dried blood spot | LL835-0 | NBS conditions / Newborn screen conditions | SNOMEDCT ©: 237999008 Mitochondrial trifunctional protein deficiency (disorder) | TFP | LA12527-0 | Trifunctional protein deficiency | LN | LA12527-0^Trifunctional protein deficiency^LN
724 | 57720-5 | CWE | Newborn conditions with equivocal markers [Identifier] in Dried blood spot | LL835-0 | NBS conditions / Newborn screen conditions | SNOMEDCT ©: 410056006 Tyrosinemia type I (disorder) | TYR-I | LA12528-8 | Tyrosinemia, type I | LN | LA12528-8^Tyrosinemia, type I^LN
725 | 57720-5 | CWE | Newborn conditions with equivocal markers [Identifier] in Dried blood spot | LL835-0 | NBS conditions / Newborn screen conditions | SNOMEDCT ©: 4887000 Hypertyrosinemia, Richner-Hanhart type (disorder) | TYR-II | LA12529-6 | Tyrosinemia, type II | LN | LA12529-6^Tyrosinemia, type II^LN
726 | 57720-5 | CWE | Newborn conditions with equivocal markers [Identifier] in Dried blood spot | LL835-0 | NBS conditions / Newborn screen conditions | SNOMEDCT ©: 415764005 Tyrosinemia type III (disorder) | TYR-III | LA12530-4 | Tyrosinemia, type III | LN | LA12530-4^Tyrosinemia, type III^LN
727 | 57720-5 | CWE | Newborn conditions with equivocal markers [Identifier] in Dried blood spot | LL835-0 | NBS conditions / Newborn screen conditions | SNOMEDCT ©: 237997005 Very long chain acyl-CoA dehydrogenase deficiency (disorder) | VLCAD | LA12531-2 | Very long-chain acyl-CoA dehydrogenase deficiency | LN | LA12531-2^Very long-chain acyl-CoA dehydrogenase deficiency^LN
728 | 57720-5 | CWE | Newborn conditions with equivocal markers [Identifier] in Dried blood spot | LL835-0 | NBS conditions / Newborn screen conditions | SNOMEDCT ©: 8808004 Biotinidase deficiency (disorder) | BIO | LA12532-0 | Biotinidase deficiency | LN | LA12532-0^Biotinidase deficiency^LN
729 | 57720-5 | CWE | Newborn conditions with equivocal markers [Identifier] in Dried blood spot | LL835-0 | NBS conditions / Newborn screen conditions | SNOMEDCT ©: 237751000 Congenital adrenal hyperplasia (disorder) | CAH | LA12533-8 | Congenital adrenal hyperplasia | LN | LA12533-8^Congenital adrenal hyperplasia^LN
730 | 57720-5 | CWE | Newborn conditions with equivocal markers [Identifier] in Dried blood spot | LL835-0 | NBS conditions / Newborn screen conditions | SNOMEDCT ©: 190905008 Cystic fibrosis (disorder) | CF | LA22202-8 | Cystic fibrosis | LN | LA22202-8^Cystic fibrosis^LN
731 | 57720-5 | CWE | Newborn conditions with equivocal markers [Identifier] in Dried blood spot | LL835-0 | NBS conditions / Newborn screen conditions | SNOMEDCT ©: 190268003 Congenital hypothyroidism (disorder) | CH | LA12538-7 | Primary congenital hypothyroidism | LN | LA12538-7^Primary congenital hypothyroidism^LN
732 | 57720-5 | CWE | Newborn conditions with equivocal markers [Identifier] in Dried blood spot | LL835-0 | NBS conditions / Newborn screen conditions | SNOMEDCT ©: 82598004 Secondary hypothyroidism (disorder) | CH2 | LA12539-5 | Secondary congenital hypothyroidism | LN | LA12539-5^Secondary congenital hypothyroidism^LN
733 | 57720-5 | CWE | Newborn conditions with equivocal markers [Identifier] in Dried blood spot | LL835-0 | NBS conditions / Newborn screen conditions | SNOMEDCT ©: 124134002 Deficiency of glucose-6-phosphate dehydrogenase (disorder) | G6PD | LA12540-3 | Glucose-6-phosphate dehydrogenase deficiency | LN | LA12540-3^Glucose-6-phosphate dehydrogenase deficiency^LN
734 | 57720-5 | CWE | Newborn conditions with equivocal markers [Identifier] in Dried blood spot | LL835-0 | NBS conditions / Newborn screen conditions | SNOMEDCT ©: 8849004 Uridine diphosphate (UDP) glucose-4-epimerase deficiency (disorder) | GALE | LA12541-1 | Galactoepimerase deficiency | LN | LA12541-1^Galactoepimerase deficiency^LN
735 | 57720-5 | CWE | Newborn conditions with equivocal markers [Identifier] in Dried blood spot | LL835-0 | NBS conditions / Newborn screen conditions | SNOMEDCT ©: 124302001 Deficiency of galactokinase (disorder) | GALT | LA12542-9 | Galactokinase deficiency | LN | LA12542-9^Galactokinase deficiency^LN
736 | 57720-5 | CWE | Newborn conditions with equivocal markers [Identifier] in Dried blood spot | LL835-0 | NBS conditions / Newborn screen conditions |  |  | LA21165-8 | Classical galactosemia | LN | LA21165-8^Classical galactosemia^LN
737 | 57720-5 | CWE | Newborn conditions with equivocal markers [Identifier] in Dried blood spot | LL835-0 | NBS conditions / Newborn screen conditions | SNOMEDCT ©: 76050008 Hemoglobin C trait (disorder) |  | LA12602-1 | Hb C-carrier | LN | LA12602-1^Hb C-carrier^LN
738 | 57720-5 | CWE | Newborn conditions with equivocal markers [Identifier] in Dried blood spot | LL835-0 | NBS conditions / Newborn screen conditions | SNOMEDCT ©: 7391009 Hemoglobin D trait (disorder) |  | LA12603-9 | Hb D-carrier | LN | LA12603-9^Hb D-carrier^LN
739 | 57720-5 | CWE | Newborn conditions with equivocal markers [Identifier] in Dried blood spot | LL835-0 | NBS conditions / Newborn screen conditions | SNOMEDCT ©: 46248003 Hemoglobin E trait (disorder) |  | LA12604-7 | Hb E-carrier | LN | LA12604-7^Hb E-carrier^LN
740 | 57720-5 | CWE | Newborn conditions with equivocal markers [Identifier] in Dried blood spot | LL835-0 | NBS conditions / Newborn screen conditions |  |  | LA12605-4 | Hb O-Arab carrier | LN | LA12605-4^Hb O-Arab carrier^LN
741 | 57720-5 | CWE | Newborn conditions with equivocal markers [Identifier] in Dried blood spot | LL835-0 | NBS conditions / Newborn screen conditions | SNOMEDCT ©: 16402000 Sickle cell trait (disorder) |  | LA12606-2 | Hb S (sickle)-carrier | LN | LA12606-2^Hb S (sickle)-carrier^LN
742 | 57720-5 | CWE | Newborn conditions with equivocal markers [Identifier] in Dried blood spot | LL835-0 | NBS conditions / Newborn screen conditions | SNOMEDCT ©: 51053007 Hemoglobin C disease (disorder) |  | LA12607-0 | Hb C-disease | LN | LA12607-0^Hb C-disease^LN
743 | 57720-5 | CWE | Newborn conditions with equivocal markers [Identifier] in Dried blood spot | LL835-0 | NBS conditions / Newborn screen conditions | SNOMEDCT ©: 119691000119106 Hemoglobin C/beta thalassemia disease (disorder) |  | LA12608-8 | Hb C beta-thalassemia | LN | LA12608-8^Hb C beta-thalassemia^LN
744 | 57720-5 | CWE | Newborn conditions with equivocal markers [Identifier] in Dried blood spot | LL835-0 | NBS conditions / Newborn screen conditions |  |  | LA12609-6 | Hb D-disease | LN | LA12609-6^Hb D-disease^LN
745 | 57720-5 | CWE | Newborn conditions with equivocal markers [Identifier] in Dried blood spot | LL835-0 | NBS conditions / Newborn screen conditions | SNOMEDCT ©: 119701000119106 Hemoglobin D/beta thalassemia disease (disorder) |  | LA12610-4 | Hb D beta-thalassemia | LN | LA12610-4^Hb D beta-thalassemia^LN
746 | 57720-5 | CWE | Newborn conditions with equivocal markers [Identifier] in Dried blood spot | LL835-0 | NBS conditions / Newborn screen conditions | SNOMEDCT ©: 86715000 beta^0^ Thalassemia (disorder) |  | LA12611-2 | Hb beta zero-thalassemia | LN | LA12611-2^Hb beta zero-thalassemia^LN
747 | 57720-5 | CWE | Newborn conditions with equivocal markers [Identifier] in Dried blood spot | LL835-0 | NBS conditions / Newborn screen conditions | SNOMEDCT ©: 25065001 Hemoglobin E disease (disorder) |  | LA12612-0 | Hb E-disease | LN | LA12612-0^Hb E-disease^LN
748 | 57720-5 | CWE | Newborn conditions with equivocal markers [Identifier] in Dried blood spot | LL835-0 | NBS conditions / Newborn screen conditions | SNOMEDCT ©: 234392002 Hemoglobin E/beta thalassemia disease (disorder) |  | LA12613-8 | Hb E beta-thalassemia | LN | LA12613-8^Hb E beta-thalassemia^LN
749 | 57720-5 | CWE | Newborn conditions with equivocal markers [Identifier] in Dried blood spot | LL835-0 | NBS conditions / Newborn screen conditions | SNOMEDCT ©: 127040003 Hereditary hemoglobinopathy disorder homozygous for hemoglobin S (disorder) |  | LA12614-6 | Hb SS-disease (sickle cell anemia) | LN | LA12614-6^Hb SS-disease (sickle cell anemia)^LN
750 | 57720-5 | CWE | Newborn conditions with equivocal markers [Identifier] in Dried blood spot | LL835-0 | NBS conditions / Newborn screen conditions | SNOMEDCT ©: 127041004 Sickle cell-beta-thalassemia (disorder) |  | LA12615-3 | Hb S beta-thalassemia | LN | LA12615-3^Hb S beta-thalassemia^LN
751 | 57720-5 | CWE | Newborn conditions with equivocal markers [Identifier] in Dried blood spot | LL835-0 | NBS conditions / Newborn screen conditions | SNOMEDCT ©: 35434009 Sickle cell-hemoglobin C disease (disorder) |  | LA12616-1 | Hb SC-disease | LN | LA12616-1^Hb SC-disease^LN
752 | 57720-5 | CWE | Newborn conditions with equivocal markers [Identifier] in Dried blood spot | LL835-0 | NBS conditions / Newborn screen conditions | SNOMEDCT ©: 25472008 Sickle cell-hemoglobin D disease (disorder) |  | LA12617-9 | Hb SD-disease | LN | LA12617-9^Hb SD-disease^LN
753 | 57720-5 | CWE | Newborn conditions with equivocal markers [Identifier] in Dried blood spot | LL835-0 | NBS conditions / Newborn screen conditions | SNOMEDCT ©: 47024008 Sickle cell-hemoglobin E disease (disorder) |  | LA12618-7 | Hb SE-disease | LN | LA12618-7^Hb SE-disease^LN
754 | 57720-5 | CWE | Newborn conditions with equivocal markers [Identifier] in Dried blood spot | LL835-0 | NBS conditions / Newborn screen conditions | SNOMEDCT ©: 127048005 Sickle cell-Hemoglobin O Arab disease (disorder) |  | LA12619-5 | Hb S O-Arab disease | LN | LA12619-5^Hb S O-Arab disease^LN
755 | 57720-5 | CWE | Newborn conditions with equivocal markers [Identifier] in Dried blood spot | LL835-0 | NBS conditions / Newborn screen conditions | SNOMEDCT ©: 23269001 Double heterozygous sickling disorder |  | LA12620-3 | Hb S plus Hb other than A,C,D,E,O-Arab disease | LN | LA12620-3^Hb S plus Hb other than A,C,D,E,O-Arab disease^LN
756 | 57720-5 | CWE | Newborn conditions with equivocal markers [Identifier] in Dried blood spot | LL835-0 | NBS conditions / Newborn screen conditions | SNOMEDCT ©: 80141007 Hemoglobinopathy (disorder) |  | LA12621-1 | Hb disease other than A, C, D, E, H,O-Arab, S | LN | LA12621-1^Hb disease other than A, C, D, E, H,O-Arab, S^LN
757 | 57720-5 | CWE | Newborn conditions with equivocal markers [Identifier] in Dried blood spot | LL835-0 | NBS conditions / Newborn screen conditions |  |  | LA12622-9 | Hb carrier other than C, D, E, S ,O-Arab | LN | LA12622-9^Hb carrier other than C, D, E, S ,O-Arab^LN
758 | 57720-5 | CWE | Newborn conditions with equivocal markers [Identifier] in Dried blood spot | LL835-0 | NBS conditions / Newborn screen conditions | SNOMEDCT ©: 52079000 Human immunodeficiency virus infection (disorder) | HIV | LA12565-0 | Congenital HIV | LN | LA12565-0^Congenital HIV^LN
759 | 57720-5 | CWE | Newborn conditions with equivocal markers [Identifier] in Dried blood spot | LL835-0 | NBS conditions / Newborn screen conditions | SNOMEDCT ©: 31323000 Severe combined immunodeficiency disease (disorder) | SCID | LA12566-8 | Severe combined immunodeficiency | LN | LA12566-8^Severe combined immunodeficiency^LN
760 | 57720-5 | CWE | Newborn conditions with equivocal markers [Identifier] in Dried blood spot | LL835-0 | NBS conditions / Newborn screen conditions | SNOMEDCT ©: 237544006 Thyroid-binding globulin deficiency (disorder) | TBG | LA12567-6 | Thyroid-binding globulin deficiency | LN | LA12567-6^Thyroid-binding globulin deficiency^LN
761 | 57720-5 | CWE | Newborn conditions with equivocal markers [Identifier] in Dried blood spot | LL835-0 | NBS conditions / Newborn screen conditions | SNOMEDCT ©: 73893000 Congenital toxoplasmosis (disorder) | TOXO | LA12568-4 | Congenital toxoplasmosis | LN | LA12568-4^Congenital toxoplasmosis^LN
762 | 57720-5 | CWE | Newborn conditions with equivocal markers [Identifier] in Dried blood spot | LL835-0 | NBS conditions / Newborn screen conditions |  |  | LA12569-2 | CIT-I or CIT-II or ASA | LN | LA12569-2^CIT-I or CIT-II or ASA^LN
763 | 57720-5 | CWE | Newborn conditions with equivocal markers [Identifier] in Dried blood spot | LL835-0 | NBS conditions / Newborn screen conditions |  |  | LA12570-0 | HCY or MET or CBL C | LN | LA12570-0^HCY or MET or CBL C^LN
764 | 57720-5 | CWE | Newborn conditions with equivocal markers [Identifier] in Dried blood spot | LL835-0 | NBS conditions / Newborn screen conditions |  |  | LA12571-8 | PKU or BIPT-BS or BIOPT-REG or H-PHE | LN | LA12571-8^PKU or BIPT-BS or BIOPT-REG or H-PHE^LN
765 | 57720-5 | CWE | Newborn conditions with equivocal markers [Identifier] in Dried blood spot | LL835-0 | NBS conditions / Newborn screen conditions |  |  | LA12572-6 | TYR-1 or TYR-II or TYR-III | LN | LA12572-6^TYR-1 or TYR-II or TYR-III^LN
766 | 57720-5 | CWE | Newborn conditions with equivocal markers [Identifier] in Dried blood spot | LL835-0 | NBS conditions / Newborn screen conditions |  |  | LA12573-4 | CPT-II or CACT | LN | LA12573-4^CPT-II or CACT^LN
767 | 57720-5 | CWE | Newborn conditions with equivocal markers [Identifier] in Dried blood spot | LL835-0 | NBS conditions / Newborn screen conditions |  |  | LA12574-2 | LCHAD or TFP | LN | LA12574-2^LCHAD or TFP^LN
768 | 57720-5 | CWE | Newborn conditions with equivocal markers [Identifier] in Dried blood spot | LL835-0 | NBS conditions / Newborn screen conditions |  |  | LA12575-9 | MCAD or SCAD or GA-2(MADD) | LN | LA12575-9^MCAD or SCAD or GA-2(MADD)^LN
769 | 57720-5 | CWE | Newborn conditions with equivocal markers [Identifier] in Dried blood spot | LL835-0 | NBS conditions / Newborn screen conditions |  |  | LA12576-7 | SCAD or EMA or IBG or GA-2 (MADD) | LN | LA12576-7^SCAD or EMA or IBG or GA-2 (MADD)^LN
770 | 57720-5 | CWE | Newborn conditions with equivocal markers [Identifier] in Dried blood spot | LL835-0 | NBS conditions / Newborn screen conditions |  |  | LA12577-5 | 2M3HBA or BKT-2 | LN | LA12577-5^2M3HBA or BKT-2^LN
771 | 57720-5 | CWE | Newborn conditions with equivocal markers [Identifier] in Dried blood spot | LL835-0 | NBS conditions / Newborn screen conditions |  |  | LA12578-3 | IVA or 2MBG or GA-2 or EMA | LN | LA12578-3^IVA or 2MBG or GA-2 or EMA^LN
772 | 57720-5 | CWE | Newborn conditions with equivocal markers [Identifier] in Dried blood spot | LL835-0 | NBS conditions / Newborn screen conditions |  |  | LA12579-1 | PROP or CBL A or CBL B or MUT or CBL C or MCD | LN | LA12579-1^PROP or CBL A or CBL B or MUT or CBL C or MCD^LN
773 | 57720-5 | CWE | Newborn conditions with equivocal markers [Identifier] in Dried blood spot | LL835-0 | NBS conditions / Newborn screen conditions |  |  | LA12915-7 | 3-MCC or 3-MCC (mat) or 3MGA or BKT or HMG or MCD or BIO | LN | LA12915-7^3-MCC or 3-MCC (mat) or 3MGA or BKT or HMG or MCD or BIO^LN
774 | 57720-5 | CWE | Newborn conditions with equivocal markers [Identifier] in Dried blood spot | LL835-0 | NBS conditions / Newborn screen conditions |  |  | LA12916-5 | CUD or CUD (mat) or CPT-Ia | LN | LA12916-5^CUD or CUD (mat) or CPT-Ia^LN
775 | 57720-5 | CWE | Newborn conditions with equivocal markers [Identifier] in Dried blood spot | LL835-0 | NBS conditions / Newborn screen conditions |  |  | LA12917-3 | GA-1 or GA-2 | LN | LA12917-3^GA-1 or GA-2^LN
776 | 57720-5 | CWE | Newborn conditions with equivocal markers [Identifier] in Dried blood spot | LL835-0 | NBS conditions / Newborn screen conditions | SNOMEDCT ©: 16652001 Fabry's disease (disorder) | GLA | LA14036-0 | Fabry disease | LN | LA14036-0^Fabry disease^LN
777 | 57720-5 | CWE | Newborn conditions with equivocal markers [Identifier] in Dried blood spot | LL835-0 | NBS conditions / Newborn screen conditions | SNOMEDCT ©: 274864009 Glycogen storage disease, type II (disorder) | GAA | LA14037-8 | Pompe disease | LN | LA14037-8^Pompe disease^LN
778 | 57720-5 | CWE | Newborn conditions with equivocal markers [Identifier] in Dried blood spot | LL835-0 | NBS conditions / Newborn screen conditions | SNOMEDCT ©: 192782005 Galactosylceramide beta-galactosidase deficiency (disorder) | GALC | LA14038-6 | Krabbe disease | LN | LA14038-6^Krabbe disease^LN
779 | 57720-5 | CWE | Newborn conditions with equivocal markers [Identifier] in Dried blood spot | LL835-0 | NBS conditions / Newborn screen conditions | SNOMEDCT ©: 190794006 Glucosylceramide beta-glucosidase deficiency (disorder) | GBA | LA14039-4 | Gaucher disease | LN | LA14039-4^Gaucher disease^LN
780 | 57720-5 | CWE | Newborn conditions with equivocal markers [Identifier] in Dried blood spot | LL835-0 | NBS conditions / Newborn screen conditions | SNOMEDCT ©: 58459009 Sphingomyelin/cholesterol lipidosis (disorder) | ASM | LA14040-2 | Niemann Pick disease A/B | LN | LA14040-2^Niemann Pick disease A/B^LN
781 | 57720-5 | CWE | Newborn conditions with equivocal markers [Identifier] in Dried blood spot | LL835-0 | NBS conditions / Newborn screen conditions | SNOMEDCT ©: 48553001 Hemoglobin H disease (disorder) |  | LA16007-9 | Hb H-disease | LN | LA16007-9^Hb H-disease^LN
782 | 57720-5 | CWE | Newborn conditions with equivocal markers [Identifier] in Dried blood spot | LL835-0 | NBS conditions / Newborn screen conditions | SNOMEDCT ©: 80141007 Hemoglobinopathy (disorder) |  | LA16207-5 | Hemoglobinopathies | LN | LA16207-5^Hemoglobinopathies^LN
783 | 57720-5 | CWE | Newborn conditions with equivocal markers [Identifier] in Dried blood spot | LL835-0 | NBS conditions / Newborn screen conditions |  | CCHD | LA20349-9 | Critical congenital heart disease | LN | LA20349-9^Critical congenital heart disease^LN
784 | 57720-5 | CWE | Newborn conditions with equivocal markers [Identifier] in Dried blood spot | LL835-0 | NBS conditions / Newborn screen conditions | SNOMEDCT ©: 65389002 Adrenoleukodystrophy (disorder) | X-ALD | LA25796-6 | X-linked adrenoleukodystrophy | LN | LA25796-6^X-linked adrenoleukodystrophy^LN
785 | 57720-5 | CWE | Newborn conditions with equivocal markers [Identifier] in Dried blood spot | LL835-0 | NBS conditions / Newborn screen conditions | SNOMEDCT ©: 75610003 Mucopolysaccharidosis type I (disorder) | MPS-I | LA25797-4 | Mucopolysaccharidosis type I | LN | LA25797-4^Mucopolysaccharidosis type I^LN
786 | 57131-5 | CWE | Newborn conditions with positive markers [Identifier] in Dried blood spot | LL835-0 | NBS conditions / Newborn screen conditions | SNOMEDCT ©: 260413007 None (qualifier value) |  | LA137-2 | None | LN | LA137-2^None^LN
787 | 57131-5 | CWE | Newborn conditions with positive markers [Identifier] in Dried blood spot | LL835-0 | NBS conditions / Newborn screen conditions |  | HEAR | LA24366-9 | Hearing loss | LN | LA24366-9^Hearing loss^LN
788 | 57131-5 | CWE | Newborn conditions with positive markers [Identifier] in Dried blood spot | LL835-0 | NBS conditions / Newborn screen conditions | SNOMEDCT ©: 791000124107 2-methyl-3-hydroxybutyric aciduria (disorder) | 2M3HBA | LA12464-6 | 2-Methyl-3-hydroxybutyric aciduria | LN | LA12464-6^2-Methyl-3-hydroxybutyric aciduria^LN
789 | 57131-5 | CWE | Newborn conditions with positive markers [Identifier] in Dried blood spot | LL835-0 | NBS conditions / Newborn screen conditions | SNOMEDCT ©: 445596006 2-methylbutyrylglycinuria (disorder) | 2MBG | LA12465-3 | 2-Methylbutyrylglycinuria | LN | LA12465-3^2-Methylbutyrylglycinuria^LN
790 | 57131-5 | CWE | Newborn conditions with positive markers [Identifier] in Dried blood spot | LL835-0 | NBS conditions / Newborn screen conditions | SNOMEDCT ©: 13144005 Methylcrotonyl-CoA carboxylase deficiency (disorder) | 3-MCC | LA12466-1 | 3-Methylcrotonyl-CoA carboxylase deficiency | LN | LA12466-1^3-Methylcrotonyl-CoA carboxylase deficiency^LN
791 | 57131-5 | CWE | Newborn conditions with positive markers [Identifier] in Dried blood spot | LL835-0 | NBS conditions / Newborn screen conditions | SNOMEDCT ©: 206001006 Fetal or neonatal effect of maternal problem unrelated to pregnancy (disorder) | 3-MCC (mat) | LA12467-9 | 3-Methylcrotonyl-CoA carboxylase deficiency (maternal) | LN | LA12467-9^3-Methylcrotonyl-CoA carboxylase deficiency (maternal)^LN
792 | 57131-5 | CWE | Newborn conditions with positive markers [Identifier] in Dried blood spot | LL835-0 | NBS conditions / Newborn screen conditions | SNOMEDCT ©: 237950009 3-Methylglutaconic aciduria (disorder) | 3MGA | LA12468-7 | 3-Methylglutaconic aciduria | LN | LA12468-7^3-Methylglutaconic aciduria^LN
793 | 57131-5 | CWE | Newborn conditions with positive markers [Identifier] in Dried blood spot | LL835-0 | NBS conditions / Newborn screen conditions | SNOMEDCT ©: 39112005 Glutathione synthase deficiency with 5-oxoprolinuria (disorder) | 5-OXO | LA12469-5 | Pyroglutamic acidemia | LN | LA12469-5^Pyroglutamic acidemia^LN
794 | 57131-5 | CWE | Newborn conditions with positive markers [Identifier] in Dried blood spot | LL835-0 | NBS conditions / Newborn screen conditions |  | ARG | LA21161-7 | Argininemia | LN | LA21161-7^Argininemia^LN
795 | 57131-5 | CWE | Newborn conditions with positive markers [Identifier] in Dried blood spot | LL835-0 | NBS conditions / Newborn screen conditions |  | ASA | LA21162-5 | Argininosuccinic aciduria | LN | LA21162-5^Argininosuccinic aciduria^LN
796 | 57131-5 | CWE | Newborn conditions with positive markers [Identifier] in Dried blood spot | LL835-0 | NBS conditions / Newborn screen conditions | SNOMEDCT ©: 237914002 6-Pyruvoyl-tetrahydrobiopterin synthase deficiency (disorder) | BIOPT-BS | LA12472-9 | Biopterin defect in cofactor biosynthesis | LN | LA12472-9^Biopterin defect in cofactor biosynthesis^LN
797 | 57131-5 | CWE | Newborn conditions with positive markers [Identifier] in Dried blood spot | LL835-0 | NBS conditions / Newborn screen conditions | SNOMEDCT ©: 58256000 Dihydropteridine reductase deficiency (disorder) | BIOPT-REG | LA12473-7 | Biopterin defect in cofactor regeneration | LN | LA12473-7^Biopterin defect in cofactor regeneration^LN
798 | 57131-5 | CWE | Newborn conditions with positive markers [Identifier] in Dried blood spot | LL835-0 | NBS conditions / Newborn screen conditions | SNOMEDCT ©: 237953006 Mitochondrial 2-methylacetoacetyl-CoA thiolase deficiency - potassium stimulated (disorder) | BKT | LA12474-5 | Beta-ketothiolase deficiency | LN | LA12474-5^Beta-ketothiolase deficiency^LN
799 | 57131-5 | CWE | Newborn conditions with positive markers [Identifier] in Dried blood spot | LL835-0 | NBS conditions / Newborn screen conditions | SNOMEDCT ©: 238003000 Carnitine acylcarnitine translocase deficiency (disorder) | CACT | LA12475-2 | Carnitine acylcarnitine translocase deficiency | LN | LA12475-2^Carnitine acylcarnitine translocase deficiency^LN
800 | 57131-5 | CWE | Newborn conditions with positive markers [Identifier] in Dried blood spot | LL835-0 | NBS conditions / Newborn screen conditions | SNOMEDCT ©: 73843004 Cobalamin A disease (disorder) | CBL A | LA12476-0 | Cobalamin A disease | LN | LA12476-0^Cobalamin A disease^LN
801 | 57131-5 | CWE | Newborn conditions with positive markers [Identifier] in Dried blood spot | LL835-0 | NBS conditions / Newborn screen conditions | SNOMEDCT ©: 82245003 Cobalamin B disease (disorder) | CBL B | LA12477-8 | Cobalamin B disease | LN | LA12477-8^Cobalamin B disease^LN
802 | 57131-5 | CWE | Newborn conditions with positive markers [Identifier] in Dried blood spot | LL835-0 | NBS conditions / Newborn screen conditions | SNOMEDCT ©: 74653006 Cobalamin C disease (disorder) | CBL C | LA12478-6 | Cobalamin C disease | LN | LA12478-6^Cobalamin C disease^LN
803 | 57131-5 | CWE | Newborn conditions with positive markers [Identifier] in Dried blood spot | LL835-0 | NBS conditions / Newborn screen conditions | SNOMEDCT ©: 31220004 Cobalamin D disease (disorder) | CBL D | LA12479-4 | Cobalamin D disease | LN | LA12479-4^Cobalamin D disease^LN
804 | 57131-5 | CWE | Newborn conditions with positive markers [Identifier] in Dried blood spot | LL835-0 | NBS conditions / Newborn screen conditions | SNOMEDCT ©: 360373000 Adenosylcobalamin and methylcobalamin synthesis defect (disorder) | CBL E | LA12480-2 | Cobalamin E disease | LN | LA12480-2^Cobalamin E disease^LN
805 | 57131-5 | CWE | Newborn conditions with positive markers [Identifier] in Dried blood spot | LL835-0 | NBS conditions / Newborn screen conditions | SNOMEDCT ©: 721187005 Methylcobalamin deficiency type cbl G (disorder) | CBL G | LA12481-0 | CBL G type Methylcobalamin deficiency | LN | LA12481-0^CBL G type Methylcobalamin deficiency^LN
806 | 57131-5 | CWE | Newborn conditions with positive markers [Identifier] in Dried blood spot | LL835-0 | NBS conditions / Newborn screen conditions | SNOMEDCT ©: 398680004 Citrullinemia (disorder) | CIT-I | LA12482-8 | Citrullinemia, type I | LN | LA12482-8^Citrullinemia, type I^LN
807 | 57131-5 | CWE | Newborn conditions with positive markers [Identifier] in Dried blood spot | LL835-0 | NBS conditions / Newborn screen conditions | SNOMEDCT ©: 716863007 Citrullinemia type II (disorder) | CIT-II | LA12483-6 | Citrullinemia, type II | LN | LA12483-6^Citrullinemia, type II^LN
808 | 57131-5 | CWE | Newborn conditions with positive markers [Identifier] in Dried blood spot | LL835-0 | NBS conditions / Newborn screen conditions | SNOMEDCT ©: 62522004 Deficiency of transcarbamoylase (disorder) | CPS | LA12484-4 | Carbamoyl-phosphate synthase deficiency | LN | LA12484-4^Carbamoyl-phosphate synthase deficiency^LN
809 | 57131-5 | CWE | Newborn conditions with positive markers [Identifier] in Dried blood spot | LL835-0 | NBS conditions / Newborn screen conditions | SNOMEDCT ©: 238001003 Carnitine palmitoyltransferase I deficiency (disorder) | CPT-Ia | LA12485-1 | Carnitine palmitoyltransferase type I deficiency | LN | LA12485-1^Carnitine palmitoyltransferase type I deficiency^LN
810 | 57131-5 | CWE | Newborn conditions with positive markers [Identifier] in Dried blood spot | LL835-0 | NBS conditions / Newborn screen conditions | SNOMEDCT ©: 238002005 Carnitine palmitoyltransferase II deficiency (disorder) | CPT-II | LA12486-9 | Carnitine palmitoyltransferase type II deficiency | LN | LA12486-9^Carnitine palmitoyltransferase type II deficiency^LN
811 | 57131-5 | CWE | Newborn conditions with positive markers [Identifier] in Dried blood spot | LL835-0 | NBS conditions / Newborn screen conditions | SNOMEDCT ©: 21764004 Renal carnitine transport defect (disorder) | CUD | LA12487-7 | Carnitine uptake deficiency/carnitine transport defect | LN | LA12487-7^Carnitine uptake deficiency/carnitine transport defect^LN
812 | 57131-5 | CWE | Newborn conditions with positive markers [Identifier] in Dried blood spot | LL835-0 | NBS conditions / Newborn screen conditions | SNOMEDCT ©: 206001006 Fetal or neonatal effect of maternal problem unrelated to pregnancy (disorder) | CUD (mat) | LA12488-5 | Carnitine uptake deficiency/carnitine transport defect (maternal) | LN | LA12488-5^Carnitine uptake deficiency/carnitine transport defect (maternal)^LN
813 | 57131-5 | CWE | Newborn conditions with positive markers [Identifier] in Dried blood spot | LL835-0 | NBS conditions / Newborn screen conditions | SNOMEDCT ©: 444944006 Deficiency of 2,4-dienoyl-coenzyme A reductase (disorder) | De-Red | LA12489-3 | 2,4-Dienoyl-CoA reductase deficiency | LN | LA12489-3^2,4-Dienoyl-CoA reductase deficiency^LN
814 | 57131-5 | CWE | Newborn conditions with positive markers [Identifier] in Dried blood spot | LL835-0 | NBS conditions / Newborn screen conditions | SNOMEDCT ©: 29914000 Dihydrolipoamide dehydrogenase deficiency (disorder) | E3 | LA12490-1 | Dihydrolipoamide dehydrogenase deficiency | LN | LA12490-1^Dihydrolipoamide dehydrogenase deficiency^LN
815 | 57131-5 | CWE | Newborn conditions with positive markers [Identifier] in Dried blood spot | LL835-0 | NBS conditions / Newborn screen conditions | SNOMEDCT ©: 811000124106 Ethylmalonic encephalopathy (disorder) | EMA | LA12491-9 | Ethylmalonic encephalopathy | LN | LA12491-9^Ethylmalonic encephalopathy^LN
816 | 57131-5 | CWE | Newborn conditions with positive markers [Identifier] in Dried blood spot | LL835-0 | NBS conditions / Newborn screen conditions | SNOMEDCT ©: 59761008 Glutamate formiminotransferase deficiency (disorder) | FIGLU | LA12492-7 | Formiminoglutamic acidemia | LN | LA12492-7^Formiminoglutamic acidemia^LN
817 | 57131-5 | CWE | Newborn conditions with positive markers [Identifier] in Dried blood spot | LL835-0 | NBS conditions / Newborn screen conditions | SNOMEDCT ©: 76175005 Glutaric aciduria, type 1 (disorder) | GA-1 | LA12493-5 | Glutaric acidemia type I | LN | LA12493-5^Glutaric acidemia type I^LN
818 | 57131-5 | CWE | Newborn conditions with positive markers [Identifier] in Dried blood spot | LL835-0 | NBS conditions / Newborn screen conditions | SNOMEDCT ©: 206001006 Fetal or neonatal effect of maternal problem unrelated to pregnancy (disorder) | GA-1 (mat) | LA12494-3 | Glutaric acidemia (maternal) | LN | LA12494-3^Glutaric acidemia (maternal)^LN
819 | 57131-5 | CWE | Newborn conditions with positive markers [Identifier] in Dried blood spot | LL835-0 | NBS conditions / Newborn screen conditions | SNOMEDCT ©: 22886006 Glutaric aciduria, type 2 (disorder) | GA-2 | LA12495-0 | Glutaric acidemia type II | LN | LA12495-0^Glutaric acidemia type II^LN
820 | 57131-5 | CWE | Newborn conditions with positive markers [Identifier] in Dried blood spot | LL835-0 | NBS conditions / Newborn screen conditions | SNOMEDCT ©: 11282001 Homocystinuria (disorder) | HCY | LA12496-8 | Homocystinuria | LN | LA12496-8^Homocystinuria^LN
821 | 57131-5 | CWE | Newborn conditions with positive markers [Identifier] in Dried blood spot | LL835-0 | NBS conditions / Newborn screen conditions | SNOMEDCT ©: 30287008 Hyperornithinemia-hyperammonemia-homocitrullinuria syndrome (disorder) | HHH | LA12497-6 | Hyperornithinemia-hyperammonemia-homocitrullinuria syndrome | LN | LA12497-6^Hyperornithinemia-hyperammonemia-homocitrullinuria syndrome^LN
822 | 57131-5 | CWE | Newborn conditions with positive markers [Identifier] in Dried blood spot | LL835-0 | NBS conditions / Newborn screen conditions | SNOMEDCT ©: 410058007 Histidinemia (disorder) | HIS | LA12498-4 | Histidinemia | LN | LA12498-4^Histidinemia^LN
823 | 57131-5 | CWE | Newborn conditions with positive markers [Identifier] in Dried blood spot | LL835-0 | NBS conditions / Newborn screen conditions | SNOMEDCT ©: 410059004 Deficiency of hydroxymethylglutaryl-CoA lyase (disorder) | HMG | LA12499-2 | 3-Hydroxy-3-methylglutaric aciduria | LN | LA12499-2^3-Hydroxy-3-methylglutaric aciduria^LN
824 | 57131-5 | CWE | Newborn conditions with positive markers [Identifier] in Dried blood spot | LL835-0 | NBS conditions / Newborn screen conditions | SNOMEDCT ©: 68528007 Hyperphenylalaninemia (disorder) | H-PHE | LA12500-7 | Hyperphenylalaninemia (variant, benign) | LN | LA12500-7^Hyperphenylalaninemia (variant, benign)^LN
825 | 57131-5 | CWE | Newborn conditions with positive markers [Identifier] in Dried blood spot | LL835-0 | NBS conditions / Newborn screen conditions | SNOMEDCT ©: 58558003 Hyperlysinemia (disorder) | Hyper LYS | LA12501-5 | Hyperlysinemia | LN | LA12501-5^Hyperlysinemia^LN
826 | 57131-5 | CWE | Newborn conditions with positive markers [Identifier] in Dried blood spot | LL835-0 | NBS conditions / Newborn screen conditions | SNOMEDCT ©: 314467007 Ornithine oxo-acid aminotransferase deficiency (disorder) | Hyper ORN | LA12502-3 | Girate atrophy of the retina | LN | LA12502-3^Girate atrophy of the retina^LN
827 | 57131-5 | CWE | Newborn conditions with positive markers [Identifier] in Dried blood spot | LL835-0 | NBS conditions / Newborn screen conditions | SNOMEDCT ©: 47719001 Hypervalinemia (disorder) | Hyper VAL | LA12503-1 | Valinemia | LN | LA12503-1^Valinemia^LN
828 | 57131-5 | CWE | Newborn conditions with positive markers [Identifier] in Dried blood spot | LL835-0 | NBS conditions / Newborn screen conditions | SNOMEDCT ©: 445571008 Isobutyrylglycinuria (disorder) | IBG | LA12504-9 | Isobutyrylglycinuria | LN | LA12504-9^Isobutyrylglycinuria^LN
829 | 57131-5 | CWE | Newborn conditions with positive markers [Identifier] in Dried blood spot | LL835-0 | NBS conditions / Newborn screen conditions | SNOMEDCT ©: 87827003 Isovaleryl-CoA dehydrogenase deficiency (disorder) | IVA | LA12505-6 | Isovaleric acidemia | LN | LA12505-6^Isovaleric acidemia^LN
830 | 57131-5 | CWE | Newborn conditions with positive markers [Identifier] in Dried blood spot | LL835-0 | NBS conditions / Newborn screen conditions | SNOMEDCT ©: 190882007 Lactic acidemia (disorder) | LACTIC | LA12506-4 | Primary lactic acidemia | LN | LA12506-4^Primary lactic acidemia^LN
831 | 57131-5 | CWE | Newborn conditions with positive markers [Identifier] in Dried blood spot | LL835-0 | NBS conditions / Newborn screen conditions | SNOMEDCT ©: 307127004 Mitochondrial trifunctional protein deficiency (disorder) | LCHAD | LA12507-2 | Long-chain L-3 hydroxyacyl-CoA dehydrogenase deficiency | LN | LA12507-2^Long-chain L-3 hydroxyacyl-CoA dehydrogenase deficiency^LN
832 | 57131-5 | CWE | Newborn conditions with positive markers [Identifier] in Dried blood spot | LL835-0 | NBS conditions / Newborn screen conditions | SNOMEDCT ©: 124594007 Deficiency of malonyl-CoA decarboxylase (disorder) | MAL | LA12508-0 | Malonic acidemia | LN | LA12508-0^Malonic acidemia^LN
833 | 57131-5 | CWE | Newborn conditions with positive markers [Identifier] in Dried blood spot | LL835-0 | NBS conditions / Newborn screen conditions | SNOMEDCT ©: 128596003 Medium-chain acyl-coenzyme A dehydrogenase deficiency (disorder) | MCAD | LA12509-8 | Medium-chain acyl-CoA dehydrogenase deficiency | LN | LA12509-8^Medium-chain acyl-CoA dehydrogenase deficiency^LN
834 | 57131-5 | CWE | Newborn conditions with positive markers [Identifier] in Dried blood spot | LL835-0 | NBS conditions / Newborn screen conditions | SNOMEDCT ©: 360369003 Holocarboxylase synthase deficiency (disorder) | MCD | LA12510-6 | Holoocarboxylase synthase deficiency | LN | LA12510-6^Holoocarboxylase synthase deficiency^LN
835 | 57131-5 | CWE | Newborn conditions with positive markers [Identifier] in Dried blood spot | LL835-0 | NBS conditions / Newborn screen conditions | SNOMEDCT ©: 124265004 Deficiency of acetyl-CoA acyltransferase (disorder) | MCKAT | LA12511-4 | Medium-chain ketoacyl-CoA thiolase deficiency | LN | LA12511-4^Medium-chain ketoacyl-CoA thiolase deficiency^LN
836 | 57131-5 | CWE | Newborn conditions with positive markers [Identifier] in Dried blood spot | LL835-0 | NBS conditions / Newborn screen conditions | SNOMEDCT ©: 43123004 Hypermethioninemia (disorder) | MET | LA12512-2 | Hypermethioninemia | LN | LA12512-2^Hypermethioninemia^LN
837 | 57131-5 | CWE | Newborn conditions with positive markers [Identifier] in Dried blood spot | LL835-0 | NBS conditions / Newborn screen conditions |  | MSUD | LA21168-2 | Maple syrup urine disease | LN | LA21168-2^Maple syrup urine disease^LN
838 | 57131-5 | CWE | Newborn conditions with positive markers [Identifier] in Dried blood spot | LL835-0 | NBS conditions / Newborn screen conditions | SNOMEDCT ©: 41797007 5,10-Methylenetetrahydrofolate reductase deficiency (disorder) | MTHFR | LA12514-8 | Methylene tetrahydrofolate reductase deficiency | LN | LA12514-8^Methylene tetrahydrofolate reductase deficiency^LN
839 | 57131-5 | CWE | Newborn conditions with positive markers [Identifier] in Dried blood spot | LL835-0 | NBS conditions / Newborn screen conditions | SNOMEDCT ©: 124680001 Deficiency of methylmalonyl-CoA mutase (disorder) | MUT | LA12515-5 | Methylmalonic acidemia | LN | LA12515-5^Methylmalonic acidemia^LN
840 | 57131-5 | CWE | Newborn conditions with positive markers [Identifier] in Dried blood spot | LL835-0 | NBS conditions / Newborn screen conditions | SNOMEDCT ©: 237939006 Non-ketotic hyperglycinemia (disorder) | NKHG | LA12516-3 | Nonketotic hyperglycinemia (glycine encephalopathy) | LN | LA12516-3^Nonketotic hyperglycinemia (glycine encephalopathy)^LN
841 | 57131-5 | CWE | Newborn conditions with positive markers [Identifier] in Dried blood spot | LL835-0 | NBS conditions / Newborn screen conditions | SNOMEDCT ©: 25739007 Hyperhydroxyprolinemia (disorder) | OH PRO | LA12517-1 | Hydroxyprolinemia | LN | LA12517-1^Hydroxyprolinemia^LN
842 | 57131-5 | CWE | Newborn conditions with positive markers [Identifier] in Dried blood spot | LL835-0 | NBS conditions / Newborn screen conditions | SNOMEDCT ©: 80908008 Ornithine carbamoyltransferase deficiency (disorder) | OTC | LA12518-9 | Ornithine transcarbamylase deficiency | LN | LA12518-9^Ornithine transcarbamylase deficiency^LN
843 | 57131-5 | CWE | Newborn conditions with positive markers [Identifier] in Dried blood spot | LL835-0 | NBS conditions / Newborn screen conditions | SNOMEDCT ©: 87694001 Pyruvate carboxylase deficiency (disorder) | PC | LA12519-7 | Pyruvate carboxylase deficiency | LN | LA12519-7^Pyruvate carboxylase deficiency^LN
844 | 57131-5 | CWE | Newborn conditions with positive markers [Identifier] in Dried blood spot | LL835-0 | NBS conditions / Newborn screen conditions | SNOMEDCT ©: 7573000 Classical phenylketonuria (disorder) | PKU | LA12520-5 | Classic phenylketonuria | LN | LA12520-5^Classic phenylketonuria^LN
845 | 57131-5 | CWE | Newborn conditions with positive markers [Identifier] in Dried blood spot | LL835-0 | NBS conditions / Newborn screen conditions | SNOMEDCT ©: 61071003 Proline dehydrogenase deficiency (disorder) | PRO I | LA12521-3 | Hyperprolinemia type I | LN | LA12521-3^Hyperprolinemia type I^LN
846 | 57131-5 | CWE | Newborn conditions with positive markers [Identifier] in Dried blood spot | LL835-0 | NBS conditions / Newborn screen conditions | SNOMEDCT ©: 717181004 Hyperprolinemia type 2 (disorder) | PRO II | LA12522-1 | Hyperprolinemia type II | LN | LA12522-1^Hyperprolinemia type II^LN
847 | 57131-5 | CWE | Newborn conditions with positive markers [Identifier] in Dried blood spot | LL835-0 | NBS conditions / Newborn screen conditions | SNOMEDCT ©: 69080001 Propionic acidemia (disorder) | PROP | LA12523-9 | Propionic acidemia | LN | LA12523-9^Propionic acidemia^LN
848 | 57131-5 | CWE | Newborn conditions with positive markers [Identifier] in Dried blood spot | LL835-0 | NBS conditions / Newborn screen conditions | SNOMEDCT ©: 124166007 Deficiency of butyryl-CoA dehydrogenase (disorder) | SCAD | LA12524-7 | Short-chain acyl-CoA dehydrogenase deficiency | LN | LA12524-7^Short-chain acyl-CoA dehydrogenase deficiency^LN
849 | 57131-5 | CWE | Newborn conditions with positive markers [Identifier] in Dried blood spot | LL835-0 | NBS conditions / Newborn screen conditions | SNOMEDCT ©: 237998000 Short chain 3-hydroxyacyl-CoA dehydrogenase deficiency (disorder) | SCHAD | LA12525-4 | Short-chain L-3-hydroxy acyl-CoA dehydrogenase deficiency | LN | LA12525-4^Short-chain L-3-hydroxy acyl-CoA dehydrogenase deficiency^LN
850 | 57131-5 | CWE | Newborn conditions with positive markers [Identifier] in Dried blood spot | LL835-0 | NBS conditions / Newborn screen conditions | SNOMEDCT ©: 445275003 Deficiency of succinate-coenzyme A ligase (disorder) | SUCLA2 | LA12526-2 | Succinyl-CoA ligase deficiency | LN | LA12526-2^Succinyl-CoA ligase deficiency^LN
851 | 57131-5 | CWE | Newborn conditions with positive markers [Identifier] in Dried blood spot | LL835-0 | NBS conditions / Newborn screen conditions | SNOMEDCT ©: 237999008 Mitochondrial trifunctional protein deficiency (disorder) | TFP | LA12527-0 | Trifunctional protein deficiency | LN | LA12527-0^Trifunctional protein deficiency^LN
852 | 57131-5 | CWE | Newborn conditions with positive markers [Identifier] in Dried blood spot | LL835-0 | NBS conditions / Newborn screen conditions | SNOMEDCT ©: 410056006 Tyrosinemia type I (disorder) | TYR-I | LA12528-8 | Tyrosinemia, type I | LN | LA12528-8^Tyrosinemia, type I^LN
853 | 57131-5 | CWE | Newborn conditions with positive markers [Identifier] in Dried blood spot | LL835-0 | NBS conditions / Newborn screen conditions | SNOMEDCT ©: 4887000 Hypertyrosinemia, Richner-Hanhart type (disorder) | TYR-II | LA12529-6 | Tyrosinemia, type II | LN | LA12529-6^Tyrosinemia, type II^LN
854 | 57131-5 | CWE | Newborn conditions with positive markers [Identifier] in Dried blood spot | LL835-0 | NBS conditions / Newborn screen conditions | SNOMEDCT ©: 415764005 Tyrosinemia type III (disorder) | TYR-III | LA12530-4 | Tyrosinemia, type III | LN | LA12530-4^Tyrosinemia, type III^LN
855 | 57131-5 | CWE | Newborn conditions with positive markers [Identifier] in Dried blood spot | LL835-0 | NBS conditions / Newborn screen conditions | SNOMEDCT ©: 237997005 Very long chain acyl-CoA dehydrogenase deficiency (disorder) | VLCAD | LA12531-2 | Very long-chain acyl-CoA dehydrogenase deficiency | LN | LA12531-2^Very long-chain acyl-CoA dehydrogenase deficiency^LN
856 | 57131-5 | CWE | Newborn conditions with positive markers [Identifier] in Dried blood spot | LL835-0 | NBS conditions / Newborn screen conditions | SNOMEDCT ©: 8808004 Biotinidase deficiency (disorder) | BIO | LA12532-0 | Biotinidase deficiency | LN | LA12532-0^Biotinidase deficiency^LN
857 | 57131-5 | CWE | Newborn conditions with positive markers [Identifier] in Dried blood spot | LL835-0 | NBS conditions / Newborn screen conditions | SNOMEDCT ©: 237751000 Congenital adrenal hyperplasia (disorder) | CAH | LA12533-8 | Congenital adrenal hyperplasia | LN | LA12533-8^Congenital adrenal hyperplasia^LN
858 | 57131-5 | CWE | Newborn conditions with positive markers [Identifier] in Dried blood spot | LL835-0 | NBS conditions / Newborn screen conditions | SNOMEDCT ©: 190905008 Cystic fibrosis (disorder) | CF | LA22202-8 | Cystic fibrosis | LN | LA22202-8^Cystic fibrosis^LN
859 | 57131-5 | CWE | Newborn conditions with positive markers [Identifier] in Dried blood spot | LL835-0 | NBS conditions / Newborn screen conditions | SNOMEDCT ©: 190268003 Congenital hypothyroidism (disorder) | CH | LA12538-7 | Primary congenital hypothyroidism | LN | LA12538-7^Primary congenital hypothyroidism^LN
860 | 57131-5 | CWE | Newborn conditions with positive markers [Identifier] in Dried blood spot | LL835-0 | NBS conditions / Newborn screen conditions | SNOMEDCT ©: 82598004 Secondary hypothyroidism (disorder) | CH2 | LA12539-5 | Secondary congenital hypothyroidism | LN | LA12539-5^Secondary congenital hypothyroidism^LN
861 | 57131-5 | CWE | Newborn conditions with positive markers [Identifier] in Dried blood spot | LL835-0 | NBS conditions / Newborn screen conditions | SNOMEDCT ©: 124134002 Deficiency of glucose-6-phosphate dehydrogenase (disorder) | G6PD | LA12540-3 | Glucose-6-phosphate dehydrogenase deficiency | LN | LA12540-3^Glucose-6-phosphate dehydrogenase deficiency^LN
862 | 57131-5 | CWE | Newborn conditions with positive markers [Identifier] in Dried blood spot | LL835-0 | NBS conditions / Newborn screen conditions | SNOMEDCT ©: 8849004 Uridine diphosphate (UDP) glucose-4-epimerase deficiency (disorder) | GALE | LA12541-1 | Galactoepimerase deficiency | LN | LA12541-1^Galactoepimerase deficiency^LN
863 | 57131-5 | CWE | Newborn conditions with positive markers [Identifier] in Dried blood spot | LL835-0 | NBS conditions / Newborn screen conditions | SNOMEDCT ©: 124302001 Deficiency of galactokinase (disorder) | GALT | LA12542-9 | Galactokinase deficiency | LN | LA12542-9^Galactokinase deficiency^LN
864 | 57131-5 | CWE | Newborn conditions with positive markers [Identifier] in Dried blood spot | LL835-0 | NBS conditions / Newborn screen conditions |  |  | LA21165-8 | Classical galactosemia | LN | LA21165-8^Classical galactosemia^LN
865 | 57131-5 | CWE | Newborn conditions with positive markers [Identifier] in Dried blood spot | LL835-0 | NBS conditions / Newborn screen conditions | SNOMEDCT ©: 76050008 Hemoglobin C trait (disorder) |  | LA12602-1 | Hb C-carrier | LN | LA12602-1^Hb C-carrier^LN
866 | 57131-5 | CWE | Newborn conditions with positive markers [Identifier] in Dried blood spot | LL835-0 | NBS conditions / Newborn screen conditions | SNOMEDCT ©: 7391009 Hemoglobin D trait (disorder) |  | LA12603-9 | Hb D-carrier | LN | LA12603-9^Hb D-carrier^LN
867 | 57131-5 | CWE | Newborn conditions with positive markers [Identifier] in Dried blood spot | LL835-0 | NBS conditions / Newborn screen conditions | SNOMEDCT ©: 46248003 Hemoglobin E trait (disorder) |  | LA12604-7 | Hb E-carrier | LN | LA12604-7^Hb E-carrier^LN
868 | 57131-5 | CWE | Newborn conditions with positive markers [Identifier] in Dried blood spot | LL835-0 | NBS conditions / Newborn screen conditions |  |  | LA12605-4 | Hb O-Arab carrier | LN | LA12605-4^Hb O-Arab carrier^LN
869 | 57131-5 | CWE | Newborn conditions with positive markers [Identifier] in Dried blood spot | LL835-0 | NBS conditions / Newborn screen conditions | SNOMEDCT ©: 16402000 Sickle cell trait (disorder) |  | LA12606-2 | Hb S (sickle)-carrier | LN | LA12606-2^Hb S (sickle)-carrier^LN
870 | 57131-5 | CWE | Newborn conditions with positive markers [Identifier] in Dried blood spot | LL835-0 | NBS conditions / Newborn screen conditions | SNOMEDCT ©: 51053007 Hemoglobin C disease (disorder) |  | LA12607-0 | Hb C-disease | LN | LA12607-0^Hb C-disease^LN
871 | 57131-5 | CWE | Newborn conditions with positive markers [Identifier] in Dried blood spot | LL835-0 | NBS conditions / Newborn screen conditions | SNOMEDCT ©: 119691000119106 Hemoglobin C/beta thalassemia disease (disorder) |  | LA12608-8 | Hb C beta-thalassemia | LN | LA12608-8^Hb C beta-thalassemia^LN
872 | 57131-5 | CWE | Newborn conditions with positive markers [Identifier] in Dried blood spot | LL835-0 | NBS conditions / Newborn screen conditions |  |  | LA12609-6 | Hb D-disease | LN | LA12609-6^Hb D-disease^LN
873 | 57131-5 | CWE | Newborn conditions with positive markers [Identifier] in Dried blood spot | LL835-0 | NBS conditions / Newborn screen conditions | SNOMEDCT ©: 119701000119106 Hemoglobin D/beta thalassemia disease (disorder) |  | LA12610-4 | Hb D beta-thalassemia | LN | LA12610-4^Hb D beta-thalassemia^LN
874 | 57131-5 | CWE | Newborn conditions with positive markers [Identifier] in Dried blood spot | LL835-0 | NBS conditions / Newborn screen conditions | SNOMEDCT ©: 86715000 beta^0^ Thalassemia (disorder) |  | LA12611-2 | Hb beta zero-thalassemia | LN | LA12611-2^Hb beta zero-thalassemia^LN
875 | 57131-5 | CWE | Newborn conditions with positive markers [Identifier] in Dried blood spot | LL835-0 | NBS conditions / Newborn screen conditions | SNOMEDCT ©: 25065001 Hemoglobin E disease (disorder) |  | LA12612-0 | Hb E-disease | LN | LA12612-0^Hb E-disease^LN
876 | 57131-5 | CWE | Newborn conditions with positive markers [Identifier] in Dried blood spot | LL835-0 | NBS conditions / Newborn screen conditions | SNOMEDCT ©: 234392002 Hemoglobin E/beta thalassemia disease (disorder) |  | LA12613-8 | Hb E beta-thalassemia | LN | LA12613-8^Hb E beta-thalassemia^LN
877 | 57131-5 | CWE | Newborn conditions with positive markers [Identifier] in Dried blood spot | LL835-0 | NBS conditions / Newborn screen conditions | SNOMEDCT ©: 127040003 Hereditary hemoglobinopathy disorder homozygous for hemoglobin S (disorder) |  | LA12614-6 | Hb SS-disease (sickle cell anemia) | LN | LA12614-6^Hb SS-disease (sickle cell anemia)^LN
878 | 57131-5 | CWE | Newborn conditions with positive markers [Identifier] in Dried blood spot | LL835-0 | NBS conditions / Newborn screen conditions | SNOMEDCT ©: 127041004 Sickle cell-beta-thalassemia (disorder) |  | LA12615-3 | Hb S beta-thalassemia | LN | LA12615-3^Hb S beta-thalassemia^LN
879 | 57131-5 | CWE | Newborn conditions with positive markers [Identifier] in Dried blood spot | LL835-0 | NBS conditions / Newborn screen conditions | SNOMEDCT ©: 35434009 Sickle cell-hemoglobin C disease (disorder) |  | LA12616-1 | Hb SC-disease | LN | LA12616-1^Hb SC-disease^LN
880 | 57131-5 | CWE | Newborn conditions with positive markers [Identifier] in Dried blood spot | LL835-0 | NBS conditions / Newborn screen conditions | SNOMEDCT ©: 25472008 Sickle cell-hemoglobin D disease (disorder) |  | LA12617-9 | Hb SD-disease | LN | LA12617-9^Hb SD-disease^LN
881 | 57131-5 | CWE | Newborn conditions with positive markers [Identifier] in Dried blood spot | LL835-0 | NBS conditions / Newborn screen conditions | SNOMEDCT ©: 47024008 Sickle cell-hemoglobin E disease (disorder) |  | LA12618-7 | Hb SE-disease | LN | LA12618-7^Hb SE-disease^LN
882 | 57131-5 | CWE | Newborn conditions with positive markers [Identifier] in Dried blood spot | LL835-0 | NBS conditions / Newborn screen conditions | SNOMEDCT ©: 127048005 Sickle cell-Hemoglobin O Arab disease (disorder) |  | LA12619-5 | Hb S O-Arab disease | LN | LA12619-5^Hb S O-Arab disease^LN
883 | 57131-5 | CWE | Newborn conditions with positive markers [Identifier] in Dried blood spot | LL835-0 | NBS conditions / Newborn screen conditions | SNOMEDCT ©: 23269001 Double heterozygous sickling disorder |  | LA12620-3 | Hb S plus Hb other than A,C,D,E,O-Arab disease | LN | LA12620-3^Hb S plus Hb other than A,C,D,E,O-Arab disease^LN
884 | 57131-5 | CWE | Newborn conditions with positive markers [Identifier] in Dried blood spot | LL835-0 | NBS conditions / Newborn screen conditions | SNOMEDCT ©: 80141007 Hemoglobinopathy (disorder) |  | LA12621-1 | Hb disease other than A, C, D, E, H,O-Arab, S | LN | LA12621-1^Hb disease other than A, C, D, E, H,O-Arab, S^LN
885 | 57131-5 | CWE | Newborn conditions with positive markers [Identifier] in Dried blood spot | LL835-0 | NBS conditions / Newborn screen conditions |  |  | LA12622-9 | Hb carrier other than C, D, E, S ,O-Arab | LN | LA12622-9^Hb carrier other than C, D, E, S ,O-Arab^LN
886 | 57131-5 | CWE | Newborn conditions with positive markers [Identifier] in Dried blood spot | LL835-0 | NBS conditions / Newborn screen conditions | SNOMEDCT ©: 52079000 Human immunodeficiency virus infection (disorder) | HIV | LA12565-0 | Congenital HIV | LN | LA12565-0^Congenital HIV^LN
887 | 57131-5 | CWE | Newborn conditions with positive markers [Identifier] in Dried blood spot | LL835-0 | NBS conditions / Newborn screen conditions | SNOMEDCT ©: 31323000 Severe combined immunodeficiency disease (disorder) | SCID | LA12566-8 | Severe combined immunodeficiency | LN | LA12566-8^Severe combined immunodeficiency^LN
888 | 57131-5 | CWE | Newborn conditions with positive markers [Identifier] in Dried blood spot | LL835-0 | NBS conditions / Newborn screen conditions | SNOMEDCT ©: 237544006 Thyroid-binding globulin deficiency (disorder) | TBG | LA12567-6 | Thyroid-binding globulin deficiency | LN | LA12567-6^Thyroid-binding globulin deficiency^LN
889 | 57131-5 | CWE | Newborn conditions with positive markers [Identifier] in Dried blood spot | LL835-0 | NBS conditions / Newborn screen conditions | SNOMEDCT ©: 73893000 Congenital toxoplasmosis (disorder) | TOXO | LA12568-4 | Congenital toxoplasmosis | LN | LA12568-4^Congenital toxoplasmosis^LN
890 | 57131-5 | CWE | Newborn conditions with positive markers [Identifier] in Dried blood spot | LL835-0 | NBS conditions / Newborn screen conditions |  |  | LA12569-2 | CIT-I or CIT-II or ASA | LN | LA12569-2^CIT-I or CIT-II or ASA^LN
891 | 57131-5 | CWE | Newborn conditions with positive markers [Identifier] in Dried blood spot | LL835-0 | NBS conditions / Newborn screen conditions |  |  | LA12570-0 | HCY or MET or CBL C | LN | LA12570-0^HCY or MET or CBL C^LN
892 | 57131-5 | CWE | Newborn conditions with positive markers [Identifier] in Dried blood spot | LL835-0 | NBS conditions / Newborn screen conditions |  |  | LA12571-8 | PKU or BIPT-BS or BIOPT-REG or H-PHE | LN | LA12571-8^PKU or BIPT-BS or BIOPT-REG or H-PHE^LN
893 | 57131-5 | CWE | Newborn conditions with positive markers [Identifier] in Dried blood spot | LL835-0 | NBS conditions / Newborn screen conditions |  |  | LA12572-6 | TYR-1 or TYR-II or TYR-III | LN | LA12572-6^TYR-1 or TYR-II or TYR-III^LN
894 | 57131-5 | CWE | Newborn conditions with positive markers [Identifier] in Dried blood spot | LL835-0 | NBS conditions / Newborn screen conditions |  |  | LA12573-4 | CPT-II or CACT | LN | LA12573-4^CPT-II or CACT^LN
895 | 57131-5 | CWE | Newborn conditions with positive markers [Identifier] in Dried blood spot | LL835-0 | NBS conditions / Newborn screen conditions |  |  | LA12574-2 | LCHAD or TFP | LN | LA12574-2^LCHAD or TFP^LN
896 | 57131-5 | CWE | Newborn conditions with positive markers [Identifier] in Dried blood spot | LL835-0 | NBS conditions / Newborn screen conditions |  |  | LA12575-9 | MCAD or SCAD or GA-2(MADD) | LN | LA12575-9^MCAD or SCAD or GA-2(MADD)^LN
897 | 57131-5 | CWE | Newborn conditions with positive markers [Identifier] in Dried blood spot | LL835-0 | NBS conditions / Newborn screen conditions |  |  | LA12576-7 | SCAD or EMA or IBG or GA-2 (MADD) | LN | LA12576-7^SCAD or EMA or IBG or GA-2 (MADD)^LN
898 | 57131-5 | CWE | Newborn conditions with positive markers [Identifier] in Dried blood spot | LL835-0 | NBS conditions / Newborn screen conditions |  |  | LA12577-5 | 2M3HBA or BKT-2 | LN | LA12577-5^2M3HBA or BKT-2^LN
899 | 57131-5 | CWE | Newborn conditions with positive markers [Identifier] in Dried blood spot | LL835-0 | NBS conditions / Newborn screen conditions |  |  | LA12578-3 | IVA or 2MBG or GA-2 or EMA | LN | LA12578-3^IVA or 2MBG or GA-2 or EMA^LN
900 | 57131-5 | CWE | Newborn conditions with positive markers [Identifier] in Dried blood spot | LL835-0 | NBS conditions / Newborn screen conditions |  |  | LA12579-1 | PROP or CBL A or CBL B or MUT or CBL C or MCD | LN | LA12579-1^PROP or CBL A or CBL B or MUT or CBL C or MCD^LN
901 | 57131-5 | CWE | Newborn conditions with positive markers [Identifier] in Dried blood spot | LL835-0 | NBS conditions / Newborn screen conditions |  |  | LA12915-7 | 3-MCC or 3-MCC (mat) or 3MGA or BKT or HMG or MCD or BIO | LN | LA12915-7^3-MCC or 3-MCC (mat) or 3MGA or BKT or HMG or MCD or BIO^LN
902 | 57131-5 | CWE | Newborn conditions with positive markers [Identifier] in Dried blood spot | LL835-0 | NBS conditions / Newborn screen conditions |  |  | LA12916-5 | CUD or CUD (mat) or CPT-Ia | LN | LA12916-5^CUD or CUD (mat) or CPT-Ia^LN
903 | 57131-5 | CWE | Newborn conditions with positive markers [Identifier] in Dried blood spot | LL835-0 | NBS conditions / Newborn screen conditions |  |  | LA12917-3 | GA-1 or GA-2 | LN | LA12917-3^GA-1 or GA-2^LN
904 | 57131-5 | CWE | Newborn conditions with positive markers [Identifier] in Dried blood spot | LL835-0 | NBS conditions / Newborn screen conditions | SNOMEDCT ©: 16652001 Fabry's disease (disorder) | GLA | LA14036-0 | Fabry disease | LN | LA14036-0^Fabry disease^LN
905 | 57131-5 | CWE | Newborn conditions with positive markers [Identifier] in Dried blood spot | LL835-0 | NBS conditions / Newborn screen conditions | SNOMEDCT ©: 274864009 Glycogen storage disease, type II (disorder) | GAA | LA14037-8 | Pompe disease | LN | LA14037-8^Pompe disease^LN
906 | 57131-5 | CWE | Newborn conditions with positive markers [Identifier] in Dried blood spot | LL835-0 | NBS conditions / Newborn screen conditions | SNOMEDCT ©: 192782005 Galactosylceramide beta-galactosidase deficiency (disorder) | GALC | LA14038-6 | Krabbe disease | LN | LA14038-6^Krabbe disease^LN
907 | 57131-5 | CWE | Newborn conditions with positive markers [Identifier] in Dried blood spot | LL835-0 | NBS conditions / Newborn screen conditions | SNOMEDCT ©: 190794006 Glucosylceramide beta-glucosidase deficiency (disorder) | GBA | LA14039-4 | Gaucher disease | LN | LA14039-4^Gaucher disease^LN
908 | 57131-5 | CWE | Newborn conditions with positive markers [Identifier] in Dried blood spot | LL835-0 | NBS conditions / Newborn screen conditions | SNOMEDCT ©: 58459009 Sphingomyelin/cholesterol lipidosis (disorder) | ASM | LA14040-2 | Niemann Pick disease A/B | LN | LA14040-2^Niemann Pick disease A/B^LN
909 | 57131-5 | CWE | Newborn conditions with positive markers [Identifier] in Dried blood spot | LL835-0 | NBS conditions / Newborn screen conditions | SNOMEDCT ©: 48553001 Hemoglobin H disease (disorder) |  | LA16007-9 | Hb H-disease | LN | LA16007-9^Hb H-disease^LN
910 | 57131-5 | CWE | Newborn conditions with positive markers [Identifier] in Dried blood spot | LL835-0 | NBS conditions / Newborn screen conditions | SNOMEDCT ©: 80141007 Hemoglobinopathy (disorder) |  | LA16207-5 | Hemoglobinopathies | LN | LA16207-5^Hemoglobinopathies^LN
911 | 57131-5 | CWE | Newborn conditions with positive markers [Identifier] in Dried blood spot | LL835-0 | NBS conditions / Newborn screen conditions |  | CCHD | LA20349-9 | Critical congenital heart disease | LN | LA20349-9^Critical congenital heart disease^LN
912 | 57131-5 | CWE | Newborn conditions with positive markers [Identifier] in Dried blood spot | LL835-0 | NBS conditions / Newborn screen conditions | SNOMEDCT ©: 65389002 Adrenoleukodystrophy (disorder) | X-ALD | LA25796-6 | X-linked adrenoleukodystrophy | LN | LA25796-6^X-linked adrenoleukodystrophy^LN
913 | 57131-5 | CWE | Newborn conditions with positive markers [Identifier] in Dried blood spot | LL835-0 | NBS conditions / Newborn screen conditions | SNOMEDCT ©: 75610003 Mucopolysaccharidosis type I (disorder) | MPS-I | LA25797-4 | Mucopolysaccharidosis type I | LN | LA25797-4^Mucopolysaccharidosis type I^LN
914 | 54106-0 | CWE | Newborn hearing screen method | LL617-2 | Hearing screen methods |  | AABR | LA10387-1 | Automated auditory brainstem response | LN | LA10387-1^Automated auditory brainstem response^LN
915 | 54106-0 | CWE | Newborn hearing screen method | LL617-2 | Hearing screen methods |  | ABR | LA10388-9 | Auditory brain stem response | LN | LA10388-9^Auditory brain stem response^LN
916 | 54106-0 | CWE | Newborn hearing screen method | LL617-2 | Hearing screen methods |  | OAE | LA10389-7 | Otoacoustic emissions | LN | LA10389-7^Otoacoustic emissions^LN
917 | 54106-0 | CWE | Newborn hearing screen method | LL617-2 | Hearing screen methods |  | DPOAE | LA10390-5 | Distortion product otoacoustic emisions | LN | LA10390-5^Distortion product otoacoustic emisions^LN
918 | 54106-0 | CWE | Newborn hearing screen method | LL617-2 | Hearing screen methods |  | TOAE | LA10391-3 | Transient otoacoustic emissions | LN | LA10391-3^Transient otoacoustic emissions^LN
919 | 54106-0 | CWE | Newborn hearing screen method | LL617-2 | Hearing screen methods |  |  | LA12406-7 | Methodology unknown | LN | LA12406-7^Methodology unknown^LN
920 | 54108-6 | CWE | Newborn hearing screen of Ear - left | LL618-0 | Hearing screen results |  |  | LA10392-1 | Pass | LN | LA10392-1^Pass^LN
921 | 54108-6 | CWE | Newborn hearing screen of Ear - left | LL618-0 | Hearing screen results | SNOMEDCT ©: 183924009 Referral needed (finding) |  | LA10393-9 | Refer | LN | LA10393-9^Refer^LN
922 | 54108-6 | CWE | Newborn hearing screen of Ear - left | LL618-0 | Hearing screen results | SNOMEDCT ©: 609589008 Refused by parents of subject (qualifier value) |  | LA6644-4 | Parental refusal | LN | LA6644-4^Parental refusal^LN
923 | 54108-6 | CWE | Newborn hearing screen of Ear - left | LL618-0 | Hearing screen results | SNOMEDCT ©: 103709008 Failed attempted procedure (situation) |  | LA12408-3 | Attempted, but unsuccessful - technical fail | LN | LA12408-3^Attempted, but unsuccessful - technical fail^LN
924 | 54108-6 | CWE | Newborn hearing screen of Ear - left | LL618-0 | Hearing screen results | SNOMEDCT ©: 262008008 Not performed (qualifier value) |  | LA7304-4 | Not performed | LN | LA7304-4^Not performed^LN
925 | 54108-6 | CWE | Newborn hearing screen of Ear - left | LL618-0 | Hearing screen results | SNOMEDCT ©: 410534003 Not indicated (qualifier value) |  | LA12409-1 | Not performed, medical exclusion - not indicated | LN | LA12409-1^Not performed, medical exclusion - not indicated^LN
926 | 54109-4 | CWE | Newborn hearing screen of Ear - right | LL618-0 | Hearing screen results |  |  | LA10392-1 | Pass | LN | LA10392-1^Pass^LN
927 | 54109-4 | CWE | Newborn hearing screen of Ear - right | LL618-0 | Hearing screen results | SNOMEDCT ©: 183924009 Referral needed (finding) |  | LA10393-9 | Refer | LN | LA10393-9^Refer^LN
928 | 54109-4 | CWE | Newborn hearing screen of Ear - right | LL618-0 | Hearing screen results | SNOMEDCT ©: 609589008 Refused by parents of subject (qualifier value) |  | LA6644-4 | Parental refusal | LN | LA6644-4^Parental refusal^LN
929 | 54109-4 | CWE | Newborn hearing screen of Ear - right | LL618-0 | Hearing screen results | SNOMEDCT ©: 103709008 Failed attempted procedure (situation) |  | LA12408-3 | Attempted, but unsuccessful - technical fail | LN | LA12408-3^Attempted, but unsuccessful - technical fail^LN
930 | 54109-4 | CWE | Newborn hearing screen of Ear - right | LL618-0 | Hearing screen results | SNOMEDCT ©: 262008008 Not performed (qualifier value) |  | LA7304-4 | Not performed | LN | LA7304-4^Not performed^LN
931 | 54109-4 | CWE | Newborn hearing screen of Ear - right | LL618-0 | Hearing screen results | SNOMEDCT ©: 410534003 Not indicated (qualifier value) |  | LA12409-1 | Not performed, medical exclusion - not indicated | LN | LA12409-1^Not performed, medical exclusion - not indicated^LN
932 | 73739-5 | CWE | Newborn hearing screen reason not performed of Ear - left | LL2769-9 | Reason newborn hearing screen not performed - right or left ear | SNOMEDCT ©: 103709008 Failed attempted procedure (situation) |  | LA12408-3 | Attempted, but unsuccessful - technical fail | LN | LA12408-3^Attempted, but unsuccessful - technical fail^LN
933 | 73739-5 | CWE | Newborn hearing screen reason not performed of Ear - left | LL2769-9 | Reason newborn hearing screen not performed - right or left ear | SNOMEDCT ©: 410534003 Not indicated (qualifier value) |  | LA12409-1 | Not performed, medical exclusion - not indicated | LN | LA12409-1^Not performed, medical exclusion - not indicated^LN
934 | 73739-5 | CWE | Newborn hearing screen reason not performed of Ear - left | LL2769-9 | Reason newborn hearing screen not performed - right or left ear | SNOMEDCT ©: 397709008 Patient died (finding) |  | LA20644-3 | Patient died | LN | LA20644-3^Patient died^LN
935 | 73739-5 | CWE | Newborn hearing screen reason not performed of Ear - left | LL2769-9 | Reason newborn hearing screen not performed - right or left ear | SNOMEDCT ©: 609589008 Refused by parents of subject (qualifier value) |  | LA6644-4 | Parental refusal | LN | LA6644-4^Parental refusal^LN
936 | 73739-5 | CWE | Newborn hearing screen reason not performed of Ear - left | LL2769-9 | Reason newborn hearing screen not performed - right or left ear | SNOMEDCT ©: 183945002 Procedure refused for religious reason (situation) |  | LA20643-5 | Procedure refused for religious reason | LN | LA20643-5^Procedure refused for religious reason^LN
937 | 73742-9 | CWE | Newborn hearing screen reason not performed of Ear - right | LL2769-9 | Reason newborn hearing screen not performed - right or left ear | SNOMEDCT ©: 103709008 Failed attempted procedure (situation) |  | LA12408-3 | Attempted, but unsuccessful - technical fail | LN | LA12408-3^Attempted, but unsuccessful - technical fail^LN
938 | 73742-9 | CWE | Newborn hearing screen reason not performed of Ear - right | LL2769-9 | Reason newborn hearing screen not performed - right or left ear | SNOMEDCT ©: 410534003 Not indicated (qualifier value) |  | LA12409-1 | Not performed, medical exclusion - not indicated | LN | LA12409-1^Not performed, medical exclusion - not indicated^LN
939 | 73742-9 | CWE | Newborn hearing screen reason not performed of Ear - right | LL2769-9 | Reason newborn hearing screen not performed - right or left ear | SNOMEDCT ©: 397709008 Patient died (finding) |  | LA20644-3 | Patient died | LN | LA20644-3^Patient died^LN
940 | 73742-9 | CWE | Newborn hearing screen reason not performed of Ear - right | LL2769-9 | Reason newborn hearing screen not performed - right or left ear | SNOMEDCT ©: 609589008 Refused by parents of subject (qualifier value) |  | LA6644-4 | Parental refusal | LN | LA6644-4^Parental refusal^LN
941 | 73742-9 | CWE | Newborn hearing screen reason not performed of Ear - right | LL2769-9 | Reason newborn hearing screen not performed - right or left ear | SNOMEDCT ©: 183945002 Procedure refused for religious reason (situation) |  | LA20643-5 | Procedure refused for religious reason | LN | LA20643-5^Procedure refused for religious reason^LN
942 | 57130-7 | CWE | Newborn screening report - overall interpretation | LL771-7 | NBS_imp / Newborn Screening interpretation |  |  | LA12428-1 | All screening is in range for the conditions tested | LN | LA12428-1^All screening is in range for the conditions tested^LN
943 | 57130-7 | CWE | Newborn screening report - overall interpretation | LL771-7 | NBS_imp / Newborn Screening interpretation |  |  | LA12429-9 | Screen is borderline for at least one condition | LN | LA12429-9^Screen is borderline for at least one condition^LN
944 | 57130-7 | CWE | Newborn screening report - overall interpretation | LL771-7 | NBS_imp / Newborn Screening interpretation |  |  | LA18943-3 | Screen is indeterminate for at least one condition | LN | LA18943-3^Screen is indeterminate for at least one condition^LN
945 | 57130-7 | CWE | Newborn screening report - overall interpretation | LL771-7 | NBS_imp / Newborn Screening interpretation |  |  | LA18944-1 | Screen is out of range for at least one condition | LN | LA18944-1^Screen is out of range for at least one condition^LN
946 | 57130-7 | CWE | Newborn screening report - overall interpretation | LL771-7 | NBS_imp / Newborn Screening interpretation |  |  | LA12430-7 | Out of range requiring further dried blood spot testing for at least one condition | LN | LA12430-7^Out of range requiring further dried blood spot testing for at least one condition^LN
947 | 57130-7 | CWE | Newborn screening report - overall interpretation | LL771-7 | NBS_imp / Newborn Screening interpretation |  |  | LA25817-0 | Out of range requiring immediate referral | LN | LA25817-0^Out of range requiring immediate referral^LN
948 | 57130-7 | CWE | Newborn screening report - overall interpretation | LL771-7 | NBS_imp / Newborn Screening interpretation |  |  | LA12431-5 | Out of range requiring immediate second-tier testing for at least one condition | LN | LA12431-5^Out of range requiring immediate second-tier testing for at least one condition^LN
949 | 57130-7 | CWE | Newborn screening report - overall interpretation | LL771-7 | NBS_imp / Newborn Screening interpretation |  |  | LA18594-4 | Out of range requiring deferred follow-up for at least one condition | LN | LA18594-4^Out of range requiring deferred follow-up for at least one condition^LN
950 | 57130-7 | CWE | Newborn screening report - overall interpretation | LL771-7 | NBS_imp / Newborn Screening interpretation |  |  | LA14133-5 | Screening not done due to parental refusal | LN | LA14133-5^Screening not done due to parental refusal^LN
951 | 57130-7 | CWE | Newborn screening report - overall interpretation | LL771-7 | NBS_imp / Newborn Screening interpretation |  |  | LA16204-2 | One or more tests pending | LN | LA16204-2^One or more tests pending^LN
952 | 57130-7 | CWE | Newborn screening report - overall interpretation | LL771-7 | NBS_imp / Newborn Screening interpretation |  |  | LA16205-9 | Specimen unsatisfactory for at least one condition | LN | LA16205-9^Specimen unsatisfactory for at least one condition^LN
953 | 62318-1 | CWE | Niemann Pick disease A/B newborn screen interpretation | LL840-0 | Newborn screening interpretation |  |  | LA18592-8 | In range | LN | LA18592-8^In range^LN
954 | 62318-1 | CWE | Niemann Pick disease A/B newborn screen interpretation | LL840-0 | Newborn screening interpretation |  |  | LA4259-3 | Borderline | LN | LA4259-3^Borderline^LN
955 | 62318-1 | CWE | Niemann Pick disease A/B newborn screen interpretation | LL840-0 | Newborn screening interpretation | SNOMEDCT ©: 82334004 Indeterminate (qualifier value) |  | LA11884-6 | Indeterminate | LN | LA11884-6^Indeterminate^LN
956 | 62318-1 | CWE | Niemann Pick disease A/B newborn screen interpretation | LL840-0 | Newborn screening interpretation |  |  | LA18593-6 | Out of range | LN | LA18593-6^Out of range^LN
957 | 62318-1 | CWE | Niemann Pick disease A/B newborn screen interpretation | LL840-0 | Newborn screening interpretation |  |  | LA12430-7 | Out of range requiring further dried blood spot testing for at least one condition | LN | LA12430-7^Out of range requiring further dried blood spot testing for at least one condition^LN
958 | 62318-1 | CWE | Niemann Pick disease A/B newborn screen interpretation | LL840-0 | Newborn screening interpretation |  |  | LA25817-0 | Out of range requiring immediate referral | LN | LA25817-0^Out of range requiring immediate referral^LN
959 | 62318-1 | CWE | Niemann Pick disease A/B newborn screen interpretation | LL840-0 | Newborn screening interpretation |  |  | LA12431-5 | Out of range requiring immediate second-tier testing for at least one condition | LN | LA12431-5^Out of range requiring immediate second-tier testing for at least one condition^LN
960 | 62318-1 | CWE | Niemann Pick disease A/B newborn screen interpretation | LL840-0 | Newborn screening interpretation |  |  | LA18594-4 | Out of range requiring deferred follow-up for at least one condition | LN | LA18594-4^Out of range requiring deferred follow-up for at least one condition^LN
961 | 62318-1 | CWE | Niemann Pick disease A/B newborn screen interpretation | LL840-0 | Newborn screening interpretation |  |  | LA16204-2 | One or more tests pending | LN | LA16204-2^One or more tests pending^LN
962 | 62318-1 | CWE | Niemann Pick disease A/B newborn screen interpretation | LL840-0 | Newborn screening interpretation |  |  | LA16205-9 | Specimen unsatisfactory for at least one condition | LN | LA16205-9^Specimen unsatisfactory for at least one condition^LN
963 | 73699-1 | CWE | Number of prior CCHD screens [#] Qualitative | LL2454-8 | 0¦1¦2¦3 or more¦Unknown |  |  | LA6111-4 | 0 | LN | LA6111-4^0^LN
964 | 73699-1 | CWE | Number of prior CCHD screens [#] Qualitative | LL2454-8 | 0¦1¦2¦3 or more¦Unknown |  |  | LA6112-2 | 1 | LN | LA6112-2^1^LN
965 | 73699-1 | CWE | Number of prior CCHD screens [#] Qualitative | LL2454-8 | 0¦1¦2¦3 or more¦Unknown |  |  | LA6113-0 | 2 | LN | LA6113-0^2^LN
966 | 73699-1 | CWE | Number of prior CCHD screens [#] Qualitative | LL2454-8 | 0¦1¦2¦3 or more¦Unknown |  |  | LA19812-9 | 3 or more | LN | LA19812-9^3 or more^LN
967 | 73699-1 | CWE | Number of prior CCHD screens [#] Qualitative | LL2454-8 | 0¦1¦2¦3 or more¦Unknown | SNOMEDCT ©: 261665006 Unknown (qualifier value) |  | LA4489-6 | Unknown | LN | LA4489-6^Unknown^LN
968 | OBX-11 | ID | Observation Result Status | HL70085_USL | Observation Result Status |  |  | A | Amended based on adjustments provided by the Placer (Physician) regarding patient demographics (such as age and/or gender or other patient specific information | HL70085 | A | 2.8 |  | P | LRI
969 | OBX-11 | ID | Observation Result Status | HL70085_USL | Observation Result Status |  |  | B | Appended Report - Final results reviewed and further information provided for clarity without change to the original result values. | HL70085 | B | 2.8 |  | P | LRI
970 | OBX-11 | ID | Observation Result Status | HL70085_USL | Observation Result Status |  |  | C | Record coming over is a correction and thus replaces a final result | HL70085 | C | 2.8 |  | R | LRI
971 | OBX-11 | ID | Observation Result Status | HL70085_USL | Observation Result Status |  |  | D | Deletes the OBX record | HL70085 | D | 2.8 |  | P | LRI
972 | OBX-11 | ID | Observation Result Status | HL70085_USL | Observation Result Status |  |  | F | Final results | HL70085 | F | 2.8 |  | R | LRI
973 | OBX-11 | ID | Observation Result Status | HL70085_USL | Observation Result Status |  |  | I | Specimen in lab; results pending | HL70085 | I | 2.8 |  | R | LRI
974 | OBX-11 | ID | Observation Result Status | HL70085_USL | Observation Result Status |  |  | N | Not asked; used to affirmatively document that the observation identified in the OBX was not sought when the universal service ID in OBR-4 implies that it would be sought. | HL70085 | N | 2.8 |  | P | LRI
975 | OBX-11 | ID | Observation Result Status | HL70085_USL | Observation Result Status |  |  | O | Order detail description only (no result) | HL70085 | O | 2.8 | Required to support AOEs. | R | LRI
976 | OBX-11 | ID | Observation Result Status | HL70085_USL | Observation Result Status |  |  | P | Preliminary results | HL70085 | P | 2.8 |  | R | LRI
977 | OBX-11 | ID | Observation Result Status | HL70085_USL | Observation Result Status |  |  | R | Results entered -- not verified | HL70085 | R | 2.8 |  | P | LRI
978 | OBX-11 | ID | Observation Result Status | HL70085_USL | Observation Result Status |  |  | U | Results status change to final without retransmitting results already sent as 'preliminary.' E.g., radiology changes status from preliminary to final | HL70085 | U | 2.8 |  | P | LRI
979 | OBX-11 | ID | Observation Result Status | HL70085_USL | Observation Result Status |  |  | V | Verified - Final results reviewed and confirmed to be correct, no change to result value, normal range or abnormal flag | HL70085 | V | 2.8 |  | P | LRI
980 | OBX-11 | ID | Observation Result Status | HL70085_USL | Observation Result Status |  |  | W | Post original as wrong, e.g., transmitted for wrong patient | HL70085 | W | 2.8 | For this IG, value OBX-11 as 'W' for test performed on wrong patient or wrong specimen. Should not be used to communicate a wrong result that is being re-run and an updated or corrected report will be issued at a later time (OBX-11 must be 'C'.) In either case, the value of OBX-5 shall be valued as ' "" ' (delete). | R | LRI
981 | OBX-11 | ID | Observation Result Status | HL70085_USL | Observation Result Status |  |  | X | Results cannot be obtained for this observation | HL70085 | X | 2.8 |  | R | LRI
982 | OBX-30 | ID | Observation Sub-Type | HL70937_USL | Observation Sub-Type |  |  | AOE | Ask at Order Entry | HL70937 | AOE | 2.8.2 |  | R | LRI
983 | OBX-30 | ID | Observation Sub-Type | HL70937_USL | Observation Sub-Type |  |  | ASC | Ask at Specimen Collection | HL70937 | ASC | 2.8.2 |  | R | LRI
984 | OBX-30 | ID | Observation Sub-Type | HL70937_USL | Observation Sub-Type |  |  | UNSP | Unspecified | HL70937 | UNSP | 2.8.2 |  | R | LRI
985 | OBX-30 | ID | Observation Sub-Type | HL70937_USL | Observation Sub-Type |  |  | SUP | Supplemental Result | HL70937 | SUP | 2.8.2 | LOI must follow LRI for results that are sent as part of the order. | P | LRI
986 | OBX-30 | ID | Observation Sub-Type | HL70937_USL | Observation Sub-Type |  |  | SUR | Susceptibility Related | HL70937 | SUR | 2.8.2 | LOI must follow LRI for results that are sent as part of the order. | R | LRI
987 | OBX-30 | ID | Observation Sub-Type | HL70937_USL | Observation Sub-Type |  |  | MIRM | Micro Isolate Related Modifier | HL70937 | MIRM | 2.8.2 | LOI must follow LRI for results that are sent as part of the order. | P | LRI
988 | OBX-30 | ID | Observation Sub-Type | HL70937_USL | Observation Sub-Type |  |  | MNIR | Micro Non-Isolate Related | HL70937 | MNIR | 2.8.2 | LOI must follow LRI for results that are sent as part of the order. | P | LRI
989 | OBX-30 | ID | Observation Sub-Type | HL70937_USL | Observation Sub-Type |  |  | MIR | Micro Isolate Related | HL70937 | MIR | 2.8.2 | LOI must follow LRI for results that are sent as part of the order. | P | LRI
990 | OBX-29 | ID | Observation Type | HL70936_USL | Observation Type |  |  | SCI | Supporting Clinical Information | HL70936 | SCI | 2.8.2 |  | R | LRI
991 | OBX-29 | ID | Observation Type | HL70936_USL | Observation Type |  |  | RSLT | Result | HL70936 | RSLT | 2.8.2 |  | R | LRI
992 | OBX-29 | ID | Observation Type | HL70936_USL | Observation Type |  |  | QST | Question | HL70936 | QST | 2.8.2 |  | R | LRI
993 | ORC-1 | ID | Order Control | HL70119_USL | Order Control |  |  | CH | Child order/service | HL70119 | CH | 2.8.1 | Placer or Filler Applications. Used in conjunction with the PA – Parent order control code. Refer to PA order control code for discussion. | P | LRI
994 | ORC-1 | ID | Order Control | HL70119_USL | Order Control |  |  | CN | Combined Result | HL70119 | CN | 2.8.1 | Filler Applications. The combined result code provides a mechanism to transmit results that are associated with two or more orders. This situation occurs commonly in radiology reports when the radiologist dictates a single report for two or more exams represented as two or more orders. For example, knee and hand films for a rheumatoid arthritis patient might generate a single dictation on the part of the adiologist. When such results are reported the CN code replaces the RE code in all but the last ORC, and the results follow the last ORC and its OBR. An example follows of a single report following three ORCs: MSH¦...<cr> PID¦...<cr> ORC¦CN¦...<cr> OBR¦1¦A4461XA^HIS¦81641^RAD¦73666^Bilateral Feet¦...<cr> ORC¦CN¦...<cr> OBR¦2¦A4461XB^HIS¦81642^RAD¦73642^Bilateral Hand PA¦...<cr> ORC¦RE¦...<cr> OBR¦3¦A4461XC^HIS¦81643^RAD¦73916^Bilateral Knees¦...<cr> OBX¦1¦CE¦73916&IMP¦1¦Radiologist's Impression¦...<cr> OBX¦2¦CE¦73642&IMP¦1¦Radiologist's Impression¦...<cr> OBX¦3¦FT¦73642&GDT¦1¦Description¦...<cr> | P | LRI
995 | ORC-1 | ID | Order Control | HL70119_USL | Order Control |  |  | PA | Parent order/service | HL70119 | PA | 2.8.1 | Filler Applications. The parent (PA) and child (CH) order control codes allow the spawning of "child" orders from a "parent" order without changing the parent (original order). One or more ORC segments with an ORC-1-order control value of PA are followed by one or more ORC segments with an ORC-1-order control value of CH. Whether OBR segments must be present is determined by the value of ORC-6-response flag. For example, suppose that a microbiology culture produced two organisms and corresponding susceptibility reports. Then the sequence of segments would be as follows: (see figure 4-4) The assignment of placer order numbers in the parent-child paradigm depends on whether the placer or filler creates the child order and in the latter case, on whether the placer supports the SN/NA transaction. If the placer creates the child orders it will assign their placer order numbers according to its usual procedures. If the filler creates the child orders there are two possibilities: each child will inherit the placer order number of its parent, or the filler will use the SN/NA transaction to request that the placer assign a placer order number. In either case, the filler application creates the filler order numbers of the children according to its usual procedures. Whenever a child order is transmitted in a message the ORC segment's ORC-8-parent is valued with the parent's filler order number (if originating from the filler) and with the parent's placer order number (if originating from the filler or if originating from the placer). The parent-child mechanism can be used to "expand" a parent order (e.g., an order for three EKGs on successive mornings). | P | LRI
996 | ORC-1 | ID | Order Control | HL70119_USL | Order Control |  |  | RE | Observations/Performed Service to follow | HL70119 | RE | 2.8.1 | Placer or Filler Applications. The observations-to-follow code is used to transmit patient-specific information with an order. An order detail segment (e.g., OBR) can be followed by one or more observation segments (OBX). Any observation that can be transmitted in an ORU message can be transmitted with this mechanism. When results are transmitted with an order, the results should immediately follow the order or orders that they support. - MORE DETAIL IN pdf In this version of HL7, results can be transmitted with an order as one or more OBX segments without the necessity of including the ORC and OBR segments. Observations can be transmitted in an ORU message without using an ORC. There are times when it is necessary to transmit information not included in the OBR segments of the ORU message. In this case, it is recommended that the ORC be included in the ORU message. The order control value of RE is required only in ORM messages to indicate that an order is followed by observation results (OBX). The RE code is not necessary in the ORU message because it is expected that the OBR segments can be followed by observation results (OBX). | R | LRI
997 | 57791-6 | CWE | Organic acidemia conditions suspected [Identifier] in Dried blood spot | LL839-2 | Newborn screening organic acidemias suspected | SNOMEDCT ©: 260413007 None (qualifier value) |  | LA137-2 | None | LN | LA137-2^None^LN
998 | 57791-6 | CWE | Organic acidemia conditions suspected [Identifier] in Dried blood spot | LL839-2 | Newborn screening organic acidemias suspected |  |  | LA12577-5 | 2M3HBA or BKT-2 | LN | LA12577-5^2M3HBA or BKT-2^LN
999 | 57791-6 | CWE | Organic acidemia conditions suspected [Identifier] in Dried blood spot | LL839-2 | Newborn screening organic acidemias suspected | SNOMEDCT ©: 76175005 Glutaric aciduria, type 1 (disorder) |  | LA12493-5 | Glutaric acidemia type I | LN | LA12493-5^Glutaric acidemia type I^LN
1000 | 57791-6 | CWE | Organic acidemia conditions suspected [Identifier] in Dried blood spot | LL839-2 | Newborn screening organic acidemias suspected |  |  | LA12578-3 | IVA or 2MBG or GA-2 or EMA | LN | LA12578-3^IVA or 2MBG or GA-2 or EMA^LN
1001 | 57791-6 | CWE | Organic acidemia conditions suspected [Identifier] in Dried blood spot | LL839-2 | Newborn screening organic acidemias suspected | SNOMEDCT ©: 124594007 Deficiency of malonyl-CoA decarboxylase (disorder) |  | LA12508-0 | Malonic acidemia | LN | LA12508-0^Malonic acidemia^LN
1002 | 57791-6 | CWE | Organic acidemia conditions suspected [Identifier] in Dried blood spot | LL839-2 | Newborn screening organic acidemias suspected |  |  | LA12579-1 | PROP or CBL A or CBL B or MUT or CBL C or MCD | LN | LA12579-1^PROP or CBL A or CBL B or MUT or CBL C or MCD^LN
1003 | 57791-6 | CWE | Organic acidemia conditions suspected [Identifier] in Dried blood spot | LL839-2 | Newborn screening organic acidemias suspected | SNOMEDCT ©: 791000124107 2-methyl-3-hydroxybutyric aciduria (disorder) | 2M3HBA | LA12464-6 | 2-Methyl-3-hydroxybutyric aciduria | LN | LA12464-6^2-Methyl-3-hydroxybutyric aciduria^LN
1004 | 57791-6 | CWE | Organic acidemia conditions suspected [Identifier] in Dried blood spot | LL839-2 | Newborn screening organic acidemias suspected | SNOMEDCT ©: 445596006 2-methylbutyrylglycinuria (disorder) |  | LA12465-3 | 2-Methylbutyrylglycinuria | LN | LA12465-3^2-Methylbutyrylglycinuria^LN
1005 | 57791-6 | CWE | Organic acidemia conditions suspected [Identifier] in Dried blood spot | LL839-2 | Newborn screening organic acidemias suspected | SNOMEDCT ©: 410059004 Deficiency of hydroxymethylglutaryl-CoA lyase (disorder) |  | LA12499-2 | 3-Hydroxy-3-methylglutaric aciduria | LN | LA12499-2^3-Hydroxy-3-methylglutaric aciduria^LN
1006 | 57791-6 | CWE | Organic acidemia conditions suspected [Identifier] in Dried blood spot | LL839-2 | Newborn screening organic acidemias suspected | SNOMEDCT ©: 13144005 Methylcrotonyl-CoA carboxylase deficiency (disorder) |  | LA12466-1 | 3-Methylcrotonyl-CoA carboxylase deficiency | LN | LA12466-1^3-Methylcrotonyl-CoA carboxylase deficiency^LN
1007 | 57791-6 | CWE | Organic acidemia conditions suspected [Identifier] in Dried blood spot | LL839-2 | Newborn screening organic acidemias suspected | SNOMEDCT ©: 237953006 Mitochondrial 2-methylacetoacetyl-CoA thiolase deficiency - potassium stimulated (disorder) |  | LA12474-5 | Beta-ketothiolase deficiency | LN | LA12474-5^Beta-ketothiolase deficiency^LN
1008 | 57791-6 | CWE | Organic acidemia conditions suspected [Identifier] in Dried blood spot | LL839-2 | Newborn screening organic acidemias suspected | SNOMEDCT ©: 811000124106 Ethylmalonic encephalopathy (disorder) |  | LA12491-9 | Ethylmalonic encephalopathy | LN | LA12491-9^Ethylmalonic encephalopathy^LN
1009 | 57791-6 | CWE | Organic acidemia conditions suspected [Identifier] in Dried blood spot | LL839-2 | Newborn screening organic acidemias suspected | SNOMEDCT ©: 59761008 Glutamate formiminotransferase deficiency (disorder) |  | LA12492-7 | Formiminoglutamic acidemia | LN | LA12492-7^Formiminoglutamic acidemia^LN
1010 | 57791-6 | CWE | Organic acidemia conditions suspected [Identifier] in Dried blood spot | LL839-2 | Newborn screening organic acidemias suspected | SNOMEDCT ©: 445571008 Isobutyrylglycinuria (disorder) |  | LA12504-9 | Isobutyrylglycinuria | LN | LA12504-9^Isobutyrylglycinuria^LN
1011 | 57791-6 | CWE | Organic acidemia conditions suspected [Identifier] in Dried blood spot | LL839-2 | Newborn screening organic acidemias suspected | SNOMEDCT ©: 87827003 Isovaleryl-CoA dehydrogenase deficiency (disorder) |  | LA12505-6 | Isovaleric acidemia | LN | LA12505-6^Isovaleric acidemia^LN
1012 | 57791-6 | CWE | Organic acidemia conditions suspected [Identifier] in Dried blood spot | LL839-2 | Newborn screening organic acidemias suspected | SNOMEDCT ©: 206001006 Fetal or neonatal effect of maternal problem unrelated to pregnancy (disorder) |  | LA12467-9 | 3-Methylcrotonyl-CoA carboxylase deficiency (maternal) | LN | LA12467-9^3-Methylcrotonyl-CoA carboxylase deficiency (maternal)^LN
1013 | 57791-6 | CWE | Organic acidemia conditions suspected [Identifier] in Dried blood spot | LL839-2 | Newborn screening organic acidemias suspected | SNOMEDCT ©: 73843004 Cobalamin A disease (disorder) |  | LA12476-0 | Cobalamin A disease | LN | LA12476-0^Cobalamin A disease^LN
1014 | 57791-6 | CWE | Organic acidemia conditions suspected [Identifier] in Dried blood spot | LL839-2 | Newborn screening organic acidemias suspected | SNOMEDCT ©: 82245003 Cobalamin B disease (disorder) |  | LA12477-8 | Cobalamin B disease | LN | LA12477-8^Cobalamin B disease^LN
1015 | 57791-6 | CWE | Organic acidemia conditions suspected [Identifier] in Dried blood spot | LL839-2 | Newborn screening organic acidemias suspected | SNOMEDCT ©: 124680001 Deficiency of methylmalonyl-CoA mutase (disorder) |  | LA12515-5 | Methylmalonic acidemia | LN | LA12515-5^Methylmalonic acidemia^LN
1016 | 57791-6 | CWE | Organic acidemia conditions suspected [Identifier] in Dried blood spot | LL839-2 | Newborn screening organic acidemias suspected | SNOMEDCT ©: 74653006 Cobalamin C disease (disorder) |  | LA12478-6 | Cobalamin C disease | LN | LA12478-6^Cobalamin C disease^LN
1017 | 57791-6 | CWE | Organic acidemia conditions suspected [Identifier] in Dried blood spot | LL839-2 | Newborn screening organic acidemias suspected | SNOMEDCT ©: 31220004 Cobalamin D disease (disorder) |  | LA12479-4 | Cobalamin D disease | LN | LA12479-4^Cobalamin D disease^LN
1018 | 57791-6 | CWE | Organic acidemia conditions suspected [Identifier] in Dried blood spot | LL839-2 | Newborn screening organic acidemias suspected | SNOMEDCT ©: 360369003 Holocarboxylase synthase deficiency (disorder) |  | LA12510-6 | Holoocarboxylase synthase deficiency | LN | LA12510-6^Holoocarboxylase synthase deficiency^LN
1019 | 57791-6 | CWE | Organic acidemia conditions suspected [Identifier] in Dried blood spot | LL839-2 | Newborn screening organic acidemias suspected | SNOMEDCT ©: 190882007 Lactic acidemia (disorder) |  | LA12506-4 | Primary lactic acidemia | LN | LA12506-4^Primary lactic acidemia^LN
1020 | 57791-6 | CWE | Organic acidemia conditions suspected [Identifier] in Dried blood spot | LL839-2 | Newborn screening organic acidemias suspected | SNOMEDCT ©: 69080001 Propionic acidemia (disorder) |  | LA12523-9 | Propionic acidemia | LN | LA12523-9^Propionic acidemia^LN
1021 | 57791-6 | CWE | Organic acidemia conditions suspected [Identifier] in Dried blood spot | LL839-2 | Newborn screening organic acidemias suspected | SNOMEDCT ©: 445275003 Deficiency of succinate-coenzyme A ligase (disorder) |  | LA12526-2 | Succinyl-CoA ligase deficiency | LN | LA12526-2^Succinyl-CoA ligase deficiency^LN
1022 | 57791-6 | CWE | Organic acidemia conditions suspected [Identifier] in Dried blood spot | LL839-2 | Newborn screening organic acidemias suspected |  |  | LA12915-7 | 3-MCC or 3-MCC (mat) or 3MGA or BKT or HMG or MCD or BIO | LN | LA12915-7^3-MCC or 3-MCC (mat) or 3MGA or BKT or HMG or MCD or BIO^LN
1023 | 57791-6 | CWE | Organic acidemia conditions suspected [Identifier] in Dried blood spot | LL839-2 | Newborn screening organic acidemias suspected |  |  | LA12917-3 | GA-1 or GA-2 | LN | LA12917-3^GA-1 or GA-2^LN
1024 | 46744-9 | CWE | Organic acidemias newborn screen interpretation | LL840-0 | Newborn screening interpretation |  |  | LA18592-8 | In range | LN | LA18592-8^In range^LN
1025 | 46744-9 | CWE | Organic acidemias newborn screen interpretation | LL840-0 | Newborn screening interpretation |  |  | LA4259-3 | Borderline | LN | LA4259-3^Borderline^LN
1026 | 46744-9 | CWE | Organic acidemias newborn screen interpretation | LL840-0 | Newborn screening interpretation | SNOMEDCT ©: 82334004 Indeterminate (qualifier value) |  | LA11884-6 | Indeterminate | LN | LA11884-6^Indeterminate^LN
1027 | 46744-9 | CWE | Organic acidemias newborn screen interpretation | LL840-0 | Newborn screening interpretation |  |  | LA18593-6 | Out of range | LN | LA18593-6^Out of range^LN
1028 | 46744-9 | CWE | Organic acidemias newborn screen interpretation | LL840-0 | Newborn screening interpretation |  |  | LA12430-7 | Out of range requiring further dried blood spot testing for at least one condition | LN | LA12430-7^Out of range requiring further dried blood spot testing for at least one condition^LN
1029 | 46744-9 | CWE | Organic acidemias newborn screen interpretation | LL840-0 | Newborn screening interpretation |  |  | LA25817-0 | Out of range requiring immediate referral | LN | LA25817-0^Out of range requiring immediate referral^LN
1030 | 46744-9 | CWE | Organic acidemias newborn screen interpretation | LL840-0 | Newborn screening interpretation |  |  | LA12431-5 | Out of range requiring immediate second-tier testing for at least one condition | LN | LA12431-5^Out of range requiring immediate second-tier testing for at least one condition^LN
1031 | 46744-9 | CWE | Organic acidemias newborn screen interpretation | LL840-0 | Newborn screening interpretation |  |  | LA18594-4 | Out of range requiring deferred follow-up for at least one condition | LN | LA18594-4^Out of range requiring deferred follow-up for at least one condition^LN
1032 | 46744-9 | CWE | Organic acidemias newborn screen interpretation | LL840-0 | Newborn screening interpretation |  |  | LA16204-2 | One or more tests pending | LN | LA16204-2^One or more tests pending^LN
1033 | 46744-9 | CWE | Organic acidemias newborn screen interpretation | LL840-0 | Newborn screening interpretation |  |  | LA16205-9 | Specimen unsatisfactory for at least one condition | LN | LA16205-9^Specimen unsatisfactory for at least one condition^LN
1034 | 73803-9 | CWE | Oxygen saturation sensor type | LL2455-5 | Sensor type - single-use, reusable |  |  | LA19810-3 | Disposable | LN | LA19810-3^Disposable^LN
1035 | 73803-9 | CWE | Oxygen saturation sensor type | LL2455-5 | Sensor type - single-use, reusable |  |  | LA19811-1 | Reusable | LN | LA19811-1^Reusable^LN
1036 | 73801-3 | CWE | Oxygen saturation sensor wrap type | LL2456-3 | Sensor wrap types |  |  | LA19813-7 | Cloth | LN | LA19813-7^Cloth^LN
1037 | 73801-3 | CWE | Oxygen saturation sensor wrap type | LL2456-3 | Sensor wrap types |  |  | LA16576-3 | Foam | LN | LA16576-3^Foam^LN
1038 | 73801-3 | CWE | Oxygen saturation sensor wrap type | LL2456-3 | Sensor wrap types |  |  | LA19814-5 | Velcro | LN | LA19814-5^Velcro^LN
1039 | PV1-2 | IS | Patient Class | HL70004_USL | Patient Class |  |  | E | Emergency | HL70004 | E | 2.5.1 |  | R | LRI_PH
1040 | PV1-2 | IS | Patient Class | HL70004_USL | Patient Class |  |  | I | Inpatient | HL70004 | I | 2.5.1 |  | R | LRI_PH
1041 | PV1-2 | IS | Patient Class | HL70004_USL | Patient Class |  |  | O | Outpatient | HL70004 | O | 2.5.1 |  | R | LRI_PH
1042 | PV1-2 | IS | Patient Class | HL70004_USL | Patient Class |  |  | P | Preadmit | HL70004 | P | 2.5.1 |  | P | LRI_PH
1043 | PV1-2 | IS | Patient Class | HL70004_USL | Patient Class |  |  | R | Recurring patient | HL70004 | R | 2.5.1 |  | P | LRI_PH
1044 | PV1-2 | IS | Patient Class | HL70004_USL | Patient Class |  |  | B | Obstetrics | HL70004 | B | 2.5.1 |  | P | LRI_PH
1045 | PV1-2 | IS | Patient Class | HL70004_USL | Patient Class |  |  | C | Commercial Account | HL70004 | C | 2.5.1 |  | P | LRI_PH
1046 | PV1-2 | IS | Patient Class | HL70004_USL | Patient Class |  |  | N | Not Applicable | HL70004 | N | 2.5.1 |  | P | LRI_PH
1047 | PV1-2 | IS | Patient Class | HL70004_USL | Patient Class |  |  | U | Unknown | HL70004 | U | 2.5.1 |  | P | LRI_PH
1048 | 46746-4 | CWE | Phenylketonuria and variants/Biopterin defects newborn screen interpretation | LL840-0 | Newborn screening interpretation |  |  | LA18592-8 | In range | LN | LA18592-8^In range^LN
1049 | 46746-4 | CWE | Phenylketonuria and variants/Biopterin defects newborn screen interpretation | LL840-0 | Newborn screening interpretation |  |  | LA4259-3 | Borderline | LN | LA4259-3^Borderline^LN
1050 | 46746-4 | CWE | Phenylketonuria and variants/Biopterin defects newborn screen interpretation | LL840-0 | Newborn screening interpretation | SNOMEDCT ©: 82334004 Indeterminate (qualifier value) |  | LA11884-6 | Indeterminate | LN | LA11884-6^Indeterminate^LN
1051 | 46746-4 | CWE | Phenylketonuria and variants/Biopterin defects newborn screen interpretation | LL840-0 | Newborn screening interpretation |  |  | LA18593-6 | Out of range | LN | LA18593-6^Out of range^LN
1052 | 46746-4 | CWE | Phenylketonuria and variants/Biopterin defects newborn screen interpretation | LL840-0 | Newborn screening interpretation |  |  | LA12430-7 | Out of range requiring further dried blood spot testing for at least one condition | LN | LA12430-7^Out of range requiring further dried blood spot testing for at least one condition^LN
1053 | 46746-4 | CWE | Phenylketonuria and variants/Biopterin defects newborn screen interpretation | LL840-0 | Newborn screening interpretation |  |  | LA25817-0 | Out of range requiring immediate referral | LN | LA25817-0^Out of range requiring immediate referral^LN
1054 | 46746-4 | CWE | Phenylketonuria and variants/Biopterin defects newborn screen interpretation | LL840-0 | Newborn screening interpretation |  |  | LA12431-5 | Out of range requiring immediate second-tier testing for at least one condition | LN | LA12431-5^Out of range requiring immediate second-tier testing for at least one condition^LN
1055 | 46746-4 | CWE | Phenylketonuria and variants/Biopterin defects newborn screen interpretation | LL840-0 | Newborn screening interpretation |  |  | LA18594-4 | Out of range requiring deferred follow-up for at least one condition | LN | LA18594-4^Out of range requiring deferred follow-up for at least one condition^LN
1056 | 46746-4 | CWE | Phenylketonuria and variants/Biopterin defects newborn screen interpretation | LL840-0 | Newborn screening interpretation |  |  | LA16204-2 | One or more tests pending | LN | LA16204-2^One or more tests pending^LN
1057 | 46746-4 | CWE | Phenylketonuria and variants/Biopterin defects newborn screen interpretation | LL840-0 | Newborn screening interpretation |  |  | LA16205-9 | Specimen unsatisfactory for at least one condition | LN | LA16205-9^Specimen unsatisfactory for at least one condition^LN
1058 | 63415-4 | CWE | Pompe disease newborn screen interpretation | LL840-0 | Newborn screening interpretation |  |  | LA18592-8 | In range | LN | LA18592-8^In range^LN
1059 | 63415-4 | CWE | Pompe disease newborn screen interpretation | LL840-0 | Newborn screening interpretation |  |  | LA4259-3 | Borderline | LN | LA4259-3^Borderline^LN
1060 | 63415-4 | CWE | Pompe disease newborn screen interpretation | LL840-0 | Newborn screening interpretation | SNOMEDCT ©: 82334004 Indeterminate (qualifier value) |  | LA11884-6 | Indeterminate | LN | LA11884-6^Indeterminate^LN
1061 | 63415-4 | CWE | Pompe disease newborn screen interpretation | LL840-0 | Newborn screening interpretation |  |  | LA18593-6 | Out of range | LN | LA18593-6^Out of range^LN
1062 | 63415-4 | CWE | Pompe disease newborn screen interpretation | LL840-0 | Newborn screening interpretation |  |  | LA12430-7 | Out of range requiring further dried blood spot testing for at least one condition | LN | LA12430-7^Out of range requiring further dried blood spot testing for at least one condition^LN
1063 | 63415-4 | CWE | Pompe disease newborn screen interpretation | LL840-0 | Newborn screening interpretation |  |  | LA25817-0 | Out of range requiring immediate referral | LN | LA25817-0^Out of range requiring immediate referral^LN
1064 | 63415-4 | CWE | Pompe disease newborn screen interpretation | LL840-0 | Newborn screening interpretation |  |  | LA12431-5 | Out of range requiring immediate second-tier testing for at least one condition | LN | LA12431-5^Out of range requiring immediate second-tier testing for at least one condition^LN
1065 | 63415-4 | CWE | Pompe disease newborn screen interpretation | LL840-0 | Newborn screening interpretation |  |  | LA18594-4 | Out of range requiring deferred follow-up for at least one condition | LN | LA18594-4^Out of range requiring deferred follow-up for at least one condition^LN
1066 | 63415-4 | CWE | Pompe disease newborn screen interpretation | LL840-0 | Newborn screening interpretation |  |  | LA16204-2 | One or more tests pending | LN | LA16204-2^One or more tests pending^LN
1067 | 63415-4 | CWE | Pompe disease newborn screen interpretation | LL840-0 | Newborn screening interpretation |  |  | LA16205-9 | Specimen unsatisfactory for at least one condition | LN | LA16205-9^Specimen unsatisfactory for at least one condition^LN
1068 | TQ1-9 | CWE | Priority | HL70485_USL | Priority |  |  | S | Stat | HL70485 | S^Stat^HL70485 | 2.7.1 |  | R | LRI
1069 | TQ1-9 | CWE | Priority | HL70485_USL | Priority |  |  | A | ASAP | HL70485 | A^ASAP^HL70485 | 2.7.1 |  | P | LRI
1070 | TQ1-9 | CWE | Priority | HL70485_USL | Priority |  |  | R | Routine | HL70485 | R^Routine^HL70485 | 2.7.1 |  | R | LRI
1071 | TQ1-9 | CWE | Priority | HL70485_USL | Priority |  |  | P | Preop | HL70485 | P^Preop^HL70485 | 2.7.1 |  | P | LRI
1072 | TQ1-9 | CWE | Priority | HL70485_USL | Priority |  |  | C | Callback | HL70485 | C^Callback^HL70485 | 2.7.1 |  | P | LRI
1073 | TQ1-9 | CWE | Priority | HL70485_USL | Priority |  |  | T | Timing critical | HL70485 | T^Timing critical^HL70485 | 2.7.1 |  | P | LRI
1074 | TQ1-9 | CWE | Priority | HL70485_USL | Priority |  |  | TS<integer> | TS<integer> | HL70485 | TS<integer>^TS<integer>^HL70485 | 2.7.1 |  | P | LRI
1075 | TQ1-9 | CWE | Priority | HL70485_USL | Priority |  |  | TM<integer> | TM<integer> | HL70485 | TM<integer>^TM<integer>^HL70485 | 2.7.1 |  | P | LRI
1076 | TQ1-9 | CWE | Priority | HL70485_USL | Priority |  |  | TH<integer> | TH<integer> | HL70485 | TH<integer>^TH<integer>^HL70485 | 2.7.1 |  | P | LRI
1077 | TQ1-9 | CWE | Priority | HL70485_USL | Priority |  |  | TD<integer> | TD<integer> | HL70485 | TD<integer>^TD<integer>^HL70485 | 2.7.1 |  | P | LRI
1078 | TQ1-9 | CWE | Priority | HL70485_USL | Priority |  |  | TW<integer> | TW<integer> | HL70485 | TW<integer>^TW<integer>^HL70485 | 2.7.1 |  | P | LRI
1079 | TQ1-9 | CWE | Priority | HL70485_USL | Priority |  |  | TL<integer> | TL<integer> | HL70485 | TL<integer>^TL<integer>^HL70485 | 2.7.1 |  | P | LRI
1080 | TQ1-9 | CWE | Priority | HL70485_USL | Priority |  |  | PRN | As needed | HL70485 | PRN^As needed^HL70485 | 2.7.1 |  | P | LRI
1081 | PID-10 | CWE | Race | HL70005_USL | Race |  |  | 1002-5 | American Indian or Alaska Native | HL70005 | 1002-5^American Indian or Alaska Native^HL70005 | 2.5.1 |  |  | LRI
1082 | PID-10 | CWE | Race | HL70005_USL | Race |  |  | 2028-9 | Asian | HL70005 | 2028-9^Asian^HL70005 | 2.5.1 |  |  | LRI
1083 | PID-10 | CWE | Race | HL70005_USL | Race |  |  | 2054-5 | Black or African American | HL70005 | 2054-5^Black or African American^HL70005 | 2.5.1 |  |  | LRI
1084 | PID-10 | CWE | Race | HL70005_USL | Race |  |  | 2076-8 | Native Hawaiian or Other Pacific Islander | HL70005 | 2076-8^Native Hawaiian or Other Pacific Islander^HL70005 | 2.5.1 |  |  | LRI
1085 | PID-10 | CWE | Race | HL70005_USL | Race |  |  | 2106-3 | White | HL70005 | 2106-3^White^HL70005 | 2.5.1 |  |  | LRI
1086 | 73698-3 | CWE | Reason CCHD oxygen saturation screening not performed | LL2458-9 | Reason CCHD NBS not performed |  |  | LA19819-4 | Prior prenatal diagnosis of CCHD | LN | LA19819-4^Prior prenatal diagnosis of CCHD^LN
1087 | 73698-3 | CWE | Reason CCHD oxygen saturation screening not performed | LL2458-9 | Reason CCHD NBS not performed |  |  | LA19820-2 | Prior postnatal diagnosis of CCHD | LN | LA19820-2^Prior postnatal diagnosis of CCHD^LN
1088 | 73698-3 | CWE | Reason CCHD oxygen saturation screening not performed | LL2458-9 | Reason CCHD NBS not performed |  |  | LA19821-0 | Early discharge | LN | LA19821-0^Early discharge^LN
1089 | 73698-3 | CWE | Reason CCHD oxygen saturation screening not performed | LL2458-9 | Reason CCHD NBS not performed |  |  | LA19822-8 | Transfer prior to screening | LN | LA19822-8^Transfer prior to screening^LN
1090 | 73698-3 | CWE | Reason CCHD oxygen saturation screening not performed | LL2458-9 | Reason CCHD NBS not performed |  |  | LA19823-6 | Infant in NICU | LN | LA19823-6^Infant in NICU^LN
1091 | 73698-3 | CWE | Reason CCHD oxygen saturation screening not performed | LL2458-9 | Reason CCHD NBS not performed |  |  | LA19824-4 | Medically unstable and inappropriate for screen | LN | LA19824-4^Medically unstable and inappropriate for screen^LN
1092 | 73698-3 | CWE | Reason CCHD oxygen saturation screening not performed | LL2458-9 | Reason CCHD NBS not performed |  |  | LA19825-1 | Receiving supplemental oxygen | LN | LA19825-1^Receiving supplemental oxygen^LN
1093 | 73698-3 | CWE | Reason CCHD oxygen saturation screening not performed | LL2458-9 | Reason CCHD NBS not performed |  |  | LA19826-9 | Infant deceased | LN | LA19826-9^Infant deceased^LN
1094 | 73698-3 | CWE | Reason CCHD oxygen saturation screening not performed | LL2458-9 | Reason CCHD NBS not performed |  |  | LA19827-7 | Parental refusal based on religious beliefs | LN | LA19827-7^Parental refusal based on religious beliefs^LN
1095 | 73698-3 | CWE | Reason CCHD oxygen saturation screening not performed | LL2458-9 | Reason CCHD NBS not performed |  |  | LA19828-5 | Parental refusal for reasons other than religious beliefs | LN | LA19828-5^Parental refusal for reasons other than religious beliefs^LN
1096 | 73698-3 | CWE | Reason CCHD oxygen saturation screening not performed | LL2458-9 | Reason CCHD NBS not performed |  |  | LA7497-6 | Equipment failure | LN | LA7497-6^Equipment failure^LN
1097 | 73698-3 | CWE | Reason CCHD oxygen saturation screening not performed | LL2458-9 | Reason CCHD NBS not performed |  |  | LA20946-2 | Diagnostic testing begun in lieu of screening based on clinical suspicion for CCHD | LN | LA20946-2^Diagnostic testing begun in lieu of screening based on clinical suspicion for CCHD^LN
1098 | 73698-3 | CWE | Reason CCHD oxygen saturation screening not performed | LL2458-9 | Reason CCHD NBS not performed |  |  | LA20947-0 | Infant being monitored or treated for non-CCHD condition | LN | LA20947-0^Infant being monitored or treated for non-CCHD condition^LN
1099 | 73698-3 | CWE | Reason CCHD oxygen saturation screening not performed | LL2458-9 | Reason CCHD NBS not performed |  |  | LA25798-2 | Comfort care only | LN | LA25798-2^Comfort care only^LN
1100 | 73698-3 | CWE | Reason CCHD oxygen saturation screening not performed | LL2458-9 | Reason CCHD NBS not performed |  |  | LA25799-0 | Echocardiography normal | LN | LA25799-0^Echocardiography normal^LN
1101 | 73698-3 | CWE | Reason CCHD oxygen saturation screening not performed | LL2458-9 | Reason CCHD NBS not performed |  |  | LA25800-6 | Missed/not documented | LN | LA25800-6^Missed/not documented^LN
1102 | 73698-3 | CWE | Reason CCHD oxygen saturation screening not performed | LL2458-9 | Reason CCHD NBS not performed |  |  | LA46-8 | Other, Please describe | LN | LA46-8^Other, Please describe^LN
1103 | 57721-3 | CWE | Reason for lab test in Dried blood spot | LL831-9 | NBS reason / Reason for NBS |  |  | LA12421-6 | Initial screen | LN | LA12421-6^Initial screen^LN
1104 | 57721-3 | CWE | Reason for lab test in Dried blood spot | LL831-9 | NBS reason / Reason for NBS |  |  | LA12425-7 | Subsequent screen - required by law | LN | LA12425-7^Subsequent screen - required by law^LN
1105 | 57721-3 | CWE | Reason for lab test in Dried blood spot | LL831-9 | NBS reason / Reason for NBS |  |  | LA12426-5 | Subsequent screen - required by protocol | LN | LA12426-5^Subsequent screen - required by protocol^LN
1106 | 57721-3 | CWE | Reason for lab test in Dried blood spot | LL831-9 | NBS reason / Reason for NBS |  |  | LA12427-3 | Subsequent screen - for clarification of initial results (not by law or protocol) | LN | LA12427-3^Subsequent screen - for clarification of initial results (not by law or protocol)^LN
1107 | 57721-3 | CWE | Reason for lab test in Dried blood spot | LL831-9 | NBS reason / Reason for NBS |  |  | LA16473-3 | Subsequent screen - reason unknown | LN | LA16473-3^Subsequent screen - reason unknown^LN
1108 | 57721-3 | CWE | Reason for lab test in Dried blood spot | LL831-9 | NBS reason / Reason for NBS |  |  | LA14132-7 | No sample collected due to parental refusal | LN | LA14132-7^No sample collected due to parental refusal^LN
1109 | 74482-1 | CWE | Reason for unsatisfactory specimen not related to sample quality of dried blood spot | LL2768-1 | NBS reason sample unsatisfactory / Reason specimen unsatisfactory other than quality of DBS |  |  | LA20631-0 | Demographic information is incomplete or invalid | LN | LA20631-0^Demographic information is incomplete or invalid^LN
1110 | 74482-1 | CWE | Reason for unsatisfactory specimen not related to sample quality of dried blood spot | LL2768-1 | NBS reason sample unsatisfactory / Reason specimen unsatisfactory other than quality of DBS |  |  | LA20632-8 | Demographic information on filter paper does not match electronically submitted information | LN | LA20632-8^Demographic information on filter paper does not match electronically submitted information^LN
1111 | 74482-1 | CWE | Reason for unsatisfactory specimen not related to sample quality of dried blood spot | LL2768-1 | NBS reason sample unsatisfactory / Reason specimen unsatisfactory other than quality of DBS |  |  | LA20633-6 | Serial number on filter paper does not match serial number on patient information form | LN | LA20633-6^Serial number on filter paper does not match serial number on patient information form^LN
1112 | 74482-1 | CWE | Reason for unsatisfactory specimen not related to sample quality of dried blood spot | LL2768-1 | NBS reason sample unsatisfactory / Reason specimen unsatisfactory other than quality of DBS |  |  | LA20634-4 | Specimen submitted on expired filter paper | LN | LA20634-4^Specimen submitted on expired filter paper^LN
1113 | 74482-1 | CWE | Reason for unsatisfactory specimen not related to sample quality of dried blood spot | LL2768-1 | NBS reason sample unsatisfactory / Reason specimen unsatisfactory other than quality of DBS |  |  | LA20635-1 | Sample collected too early | LN | LA20635-1^Sample collected too early^LN
1114 | 74482-1 | CWE | Reason for unsatisfactory specimen not related to sample quality of dried blood spot | LL2768-1 | NBS reason sample unsatisfactory / Reason specimen unsatisfactory other than quality of DBS |  |  | LA20636-9 | Specimen unsatisfactory due to delay in transit | LN | LA20636-9^Specimen unsatisfactory due to delay in transit^LN
1115 | 74482-1 | CWE | Reason for unsatisfactory specimen not related to sample quality of dried blood spot | LL2768-1 | NBS reason sample unsatisfactory / Reason specimen unsatisfactory other than quality of DBS |  |  | LA20637-7 | Specimen results inconsistent | LN | LA20637-7^Specimen results inconsistent^LN
1116 | 74482-1 | CWE | Reason for unsatisfactory specimen not related to sample quality of dried blood spot | LL2768-1 | NBS reason sample unsatisfactory / Reason specimen unsatisfactory other than quality of DBS |  |  | LA20638-5 | Assay interference | LN | LA20638-5^Assay interference^LN
1117 | 74482-1 | CWE | Reason for unsatisfactory specimen not related to sample quality of dried blood spot | LL2768-1 | NBS reason sample unsatisfactory / Reason specimen unsatisfactory other than quality of DBS |  |  | LA20639-3 | Unable to analyze specimen due to laboratory accident | LN | LA20639-3^Unable to analyze specimen due to laboratory accident^LN
1118 | 74482-1 | CWE | Reason for unsatisfactory specimen not related to sample quality of dried blood spot | LL2768-1 | NBS reason sample unsatisfactory / Reason specimen unsatisfactory other than quality of DBS |  |  | LA20629-4 | Unsuitable for other reasons | LN | LA20629-4^Unsuitable for other reasons^LN
1119 | MSH-6 |  | Receiving Facility | HL70362_USL | Receiving Facility |  |  | <any> | <any> |  | <any>^<any>^ |  | Values MUST be established locally.
1120 | OBR-13 | CWE | Relevant Clinical Information | HL70916_USL | Relevant Clinical Information |  |  | F | Patient was fasting prior to the procedure | HL70916 | F^Patient was fasting prior to the procedure^HL70916 | 2.7.1 |  | R | LRI
1121 | OBR-13 | CWE | Relevant Clinical Information | HL70916_USL | Relevant Clinical Information |  |  | NF | The patient indicated they did not fast prior to the procedure | HL70916 | NF^The patient indicated they did not fast prior to the procedure^HL70916 | 2.7.1 |  | R | LRI
1122 | OBR-13 | CWE | Relevant Clinical Information | HL70916_USL | Relevant Clinical Information |  |  | NG | Not given - patient was asked at the time of the procedure | HL70916 | NG^Not given - patient was asked at the time of the procedure^HL70916 | 2.7.1 |  | P | LRI
1123 | OBR-13 | CWE | Relevant Clinical Information | HL70916_USL | Relevant Clinical Information |  |  | FNA | Fasting not asked of the patient at time of procedure | HL70916 | FNA^Fasting not asked of the patient at time of procedure^HL70916 | 2.7.1 |  | P | LRI
1124 | OBR-13 | CWE | Relevant Clinical Information | HL70916_USL | Relevant Clinical Information |  |  | U | Unknown | HL70353 | U^Unknown^HL70353 | 2.7.1 |  | R | LRI
1125 | OBR-49 | CWE | Result Handling | HL70507_USL | Result Handling |  |  | N | Notify provider when ready | HL70507 | N^Notify provider when ready^HL70507 | 2.7.1 |  | P | LRI
1126 | OBR-49 | CWE | Result Handling | HL70507_USL | Result Handling |  |  | A | Alert provider when abnormal | HL70507 | A^Alert provider when abnormal^HL70507 | 2.7.1 |  | P | LRI
1127 | OBR-49 | CWE | Result Handling | HL70507_USL | Result Handling |  |  | CC | Copies Requested | HL70507 | CC^Copies Requested^HL70507 | 2.7.1 |  | R | LRI
1128 | OBR-49 | CWE | Result Handling | HL70507_USL | Result Handling |  |  | BCC | Blind Copy | HL70507 | BCC^Blind Copy^HL70507 | 2.7.1 |  | R | LRI | check
1129 | OBR-25 | ID | Result Status | HL70123_USL | Result Status |  |  | O | Order received; specimen not yet received | HL70123 | O | 2.5.1 |  | P | LRI
1130 | OBR-25 | ID | Result Status | HL70123_USL | Result Status |  |  | I | No results available; specimen received, procedure incomplete | HL70123 | I | 2.5.1 |  | P | LRI
1131 | OBR-25 | ID | Result Status | HL70123_USL | Result Status |  |  | S | No results available; procedure scheduled, but not done | HL70123 | S | 2.5.1 |  | P | LRI
1132 | OBR-25 | ID | Result Status | HL70123_USL | Result Status |  |  | A | Some, but not all, results available | HL70123 | A | 2.5.1 | Partial report, the results that are sent are final, but not all results are available. There must be at least one OBX-11 that is 'P' There must be at least one OBX-11 that is 'P' | R | LRI
1133 | OBR-25 | ID | Result Status | HL70123_USL | Result Status |  |  | P | Preliminary: A verified early result is available, final results not yet obtained | HL70123 | P | 2.5.1 | To be used when at least one OBX-11 is a 'P' and no OBX is 'C' | R | LRI
1134 | OBR-25 | ID | Result Status | HL70123_USL | Result Status |  |  | C | Correction to results (Corrected result and order is final) | HL70123 | C | 2.5.1 | To be used when at least one OBX-11 is a 'C', 'A', or 'B' | R | LRI
1135 | OBR-25 | ID | Result Status | HL70123_USL | Result Status |  |  | R | Results stored; not yet verified | HL70123 | R | 2.5.1 |  | P | LRI
1136 | OBR-25 | ID | Result Status | HL70123_USL | Result Status |  |  | F | Final results; results stored and verified. Can only be changed with a corrected result. | HL70123 | F | 2.5.1 | To be used when all OBX-11's are 'F' or 'X' | R | LRI
1137 | OBR-25 | ID | Result Status | HL70123_USL | Result Status |  |  | X | No results available; Order canceled. | HL70123 | X | 2.5.1 |  | PR | LRI
1138 | OBR-25 | ID | Result Status | HL70123_USL | Result Status |  |  | M | Corrected result but order is not final |  | M |  |  | R | LRI
1139 | 57718-9 | CWE | Sample quality of Dried blood spot | LL832-7 | NBS quality / NBS sample quality |  |  | LA12432-3 | Acceptable | LN | LA12432-3^Acceptable^LN
1140 | 57718-9 | CWE | Sample quality of Dried blood spot | LL832-7 | NBS quality / NBS sample quality |  |  | LA12433-1 | No sample received | LN | LA12433-1^No sample received^LN
1141 | 57718-9 | CWE | Sample quality of Dried blood spot | LL832-7 | NBS quality / NBS sample quality |  |  | LA20623-7 | Specimen damaged during transport | LN | LA20623-7^Specimen damaged during transport^LN
1142 | 57718-9 | CWE | Sample quality of Dried blood spot | LL832-7 | NBS quality / NBS sample quality |  |  | LA20624-5 | Specimen received in sealed plastic container | LN | LA20624-5^Specimen received in sealed plastic container^LN
1143 | 57718-9 | CWE | Sample quality of Dried blood spot | LL832-7 | NBS quality / NBS sample quality | SNOMEDCT ©: 281268007 Insufficient sample (finding) |  | LA20625-2 | Specimen quantity insufficient due to incomplete saturation (blood did not soak through paper) | LN | LA20625-2^Specimen quantity insufficient due to incomplete saturation (blood did not soak through paper)^LN
1144 | 57718-9 | CWE | Sample quality of Dried blood spot | LL832-7 | NBS quality / NBS sample quality | SNOMEDCT ©: 281268007 Insufficient sample (finding) |  | LA20626-0 | Specimen quantity insufficient because blood did not completely fill specimen circles | LN | LA20626-0^Specimen quantity insufficient because blood did not completely fill specimen circles^LN
1145 | 57718-9 | CWE | Sample quality of Dried blood spot | LL832-7 | NBS quality / NBS sample quality |  |  | LA20627-8 | Specimen has uneven saturation | LN | LA20627-8^Specimen has uneven saturation^LN
1146 | 57718-9 | CWE | Sample quality of Dried blood spot | LL832-7 | NBS quality / NBS sample quality |  |  | LA12682-3 | Specimen appears scratched or abraded | LN | LA12682-3^Specimen appears scratched or abraded^LN
1147 | 57718-9 | CWE | Sample quality of Dried blood spot | LL832-7 | NBS quality / NBS sample quality |  |  | LA12683-1 | Specimen not dry before mailing | LN | LA12683-1^Specimen not dry before mailing^LN
1148 | 57718-9 | CWE | Sample quality of Dried blood spot | LL832-7 | NBS quality / NBS sample quality |  |  | LA12684-9 | Specimen appears supersaturated | LN | LA12684-9^Specimen appears supersaturated^LN
1149 | 57718-9 | CWE | Sample quality of Dried blood spot | LL832-7 | NBS quality / NBS sample quality |  |  | LA12685-6 | Specimen appears diluted, discolored or contaminated | LN | LA12685-6^Specimen appears diluted, discolored or contaminated^LN
1150 | 57718-9 | CWE | Sample quality of Dried blood spot | LL832-7 | NBS quality / NBS sample quality |  |  | LA12686-4 | Specimen exhibits serum rings | LN | LA12686-4^Specimen exhibits serum rings^LN
1151 | 57718-9 | CWE | Sample quality of Dried blood spot | LL832-7 | NBS quality / NBS sample quality |  |  | LA12435-6 | Specimen appears clotted or layered | LN | LA12435-6^Specimen appears clotted or layered^LN
1152 | 57718-9 | CWE | Sample quality of Dried blood spot | LL832-7 | NBS quality / NBS sample quality |  |  | LA20628-6 | Specimen not eluting | LN | LA20628-6^Specimen not eluting^LN
1153 | 57718-9 | CWE | Sample quality of Dried blood spot | LL832-7 | NBS quality / NBS sample quality |  |  | LA12687-2 | No blood | LN | LA12687-2^No blood^LN
1154 | 57718-9 | CWE | Sample quality of Dried blood spot | LL832-7 | NBS quality / NBS sample quality |  |  | LA12441-4 | Sample too old | LN | LA12441-4^Sample too old^LN
1155 | 57718-9 | CWE | Sample quality of Dried blood spot | LL832-7 | NBS quality / NBS sample quality |  |  | LA20630-2 | Testing of this specimen indicates more than one source of blood is present on the filter paper card | LN | LA20630-2^Testing of this specimen indicates more than one source of blood is present on the filter paper card^LN
1156 | 57718-9 | CWE | Sample quality of Dried blood spot | LL832-7 | NBS quality / NBS sample quality |  |  | LA20629-4 | Unsuitable for other reasons | LN | LA20629-4^Unsuitable for other reasons^LN
1157 | 64118-3 | CWE | Second most predominant hemoglobin in Dried blood spot | LL1511-6 | Hemoglobin types |  |  | LA16208-3 | Hb F | LN | LA16208-3^Hb F^LN
1158 | 64118-3 | CWE | Second most predominant hemoglobin in Dried blood spot | LL1511-6 | Hemoglobin types |  |  | LA16209-1 | Hb A | LN | LA16209-1^Hb A^LN
1159 | 64118-3 | CWE | Second most predominant hemoglobin in Dried blood spot | LL1511-6 | Hemoglobin types |  |  | LA16210-9 | Hb A - indeterminate | LN | LA16210-9^Hb A - indeterminate^LN
1160 | 64118-3 | CWE | Second most predominant hemoglobin in Dried blood spot | LL1511-6 | Hemoglobin types |  |  | LA16211-7 | Hb A2 | LN | LA16211-7^Hb A2^LN
1161 | 64118-3 | CWE | Second most predominant hemoglobin in Dried blood spot | LL1511-6 | Hemoglobin types |  |  | LA16212-5 | Hb A2 - elevated | LN | LA16212-5^Hb A2 - elevated^LN
1162 | 64118-3 | CWE | Second most predominant hemoglobin in Dried blood spot | LL1511-6 | Hemoglobin types |  |  | LA16213-3 | Hb Bart's - low level | LN | LA16213-3^Hb Bart's - low level^LN
1163 | 64118-3 | CWE | Second most predominant hemoglobin in Dried blood spot | LL1511-6 | Hemoglobin types |  |  | LA16214-1 | Hb Bart's - highly elevated | LN | LA16214-1^Hb Bart's - highly elevated^LN
1164 | 64118-3 | CWE | Second most predominant hemoglobin in Dried blood spot | LL1511-6 | Hemoglobin types |  |  | LA13002-3 | Hb C | LN | LA13002-3^Hb C^LN
1165 | 64118-3 | CWE | Second most predominant hemoglobin in Dried blood spot | LL1511-6 | Hemoglobin types |  |  | LA16215-8 | Hb Constant Spring | LN | LA16215-8^Hb Constant Spring^LN
1166 | 64118-3 | CWE | Second most predominant hemoglobin in Dried blood spot | LL1511-6 | Hemoglobin types |  |  | LA13003-1 | Hb D | LN | LA13003-1^Hb D^LN
1167 | 64118-3 | CWE | Second most predominant hemoglobin in Dried blood spot | LL1511-6 | Hemoglobin types |  |  | LA16216-6 | Hb D-Punjab | LN | LA16216-6^Hb D-Punjab^LN
1168 | 64118-3 | CWE | Second most predominant hemoglobin in Dried blood spot | LL1511-6 | Hemoglobin types |  |  | LA16217-4 | Hb D/G | LN | LA16217-4^Hb D/G^LN
1169 | 64118-3 | CWE | Second most predominant hemoglobin in Dried blood spot | LL1511-6 | Hemoglobin types |  |  | LA13005-6 | Hb E | LN | LA13005-6^Hb E^LN
1170 | 64118-3 | CWE | Second most predominant hemoglobin in Dried blood spot | LL1511-6 | Hemoglobin types |  |  | LA16218-2 | Hb G | LN | LA16218-2^Hb G^LN
1171 | 64118-3 | CWE | Second most predominant hemoglobin in Dried blood spot | LL1511-6 | Hemoglobin types |  |  | LA16219-0 | Hb G-Philadelphia | LN | LA16219-0^Hb G-Philadelphia^LN
1172 | 64118-3 | CWE | Second most predominant hemoglobin in Dried blood spot | LL1511-6 | Hemoglobin types |  |  | LA16220-8 | Hb H | LN | LA16220-8^Hb H^LN
1173 | 64118-3 | CWE | Second most predominant hemoglobin in Dried blood spot | LL1511-6 | Hemoglobin types |  |  | LA16221-6 | Hb Lepore Boston | LN | LA16221-6^Hb Lepore Boston^LN
1174 | 64118-3 | CWE | Second most predominant hemoglobin in Dried blood spot | LL1511-6 | Hemoglobin types |  |  | LA16222-4 | Hb O-Arab | LN | LA16222-4^Hb O-Arab^LN
1175 | 64118-3 | CWE | Second most predominant hemoglobin in Dried blood spot | LL1511-6 | Hemoglobin types |  |  | LA13007-2 | Hb S | LN | LA13007-2^Hb S^LN
1176 | 64118-3 | CWE | Second most predominant hemoglobin in Dried blood spot | LL1511-6 | Hemoglobin types |  |  | LA16223-2 | Hb unidentified | LN | LA16223-2^Hb unidentified^LN
1177 | MSH-3 |  | Sending Application | HL70361_USL | Sending Application |  |  | <any> | <any> |  | <any>^<any>^ |  | Note: This table MUST be completed by trading partners.
1178 | MSH-4 |  | Sending Facility | HL70362_USL | Sending Facility |  |  | <any> | <any> |  | <any>^<any>^ |  | Values MUST be established locally.
1179 | 62321-5 | CWE | Severe combined immunodeficiency newborn screen interpretation | LL840-0 | Newborn screening interpretation |  |  | LA18592-8 | In range | LN | LA18592-8^In range^LN
1180 | 62321-5 | CWE | Severe combined immunodeficiency newborn screen interpretation | LL840-0 | Newborn screening interpretation |  |  | LA4259-3 | Borderline | LN | LA4259-3^Borderline^LN
1181 | 62321-5 | CWE | Severe combined immunodeficiency newborn screen interpretation | LL840-0 | Newborn screening interpretation | SNOMEDCT ©: 82334004 Indeterminate (qualifier value) |  | LA11884-6 | Indeterminate | LN | LA11884-6^Indeterminate^LN
1182 | 62321-5 | CWE | Severe combined immunodeficiency newborn screen interpretation | LL840-0 | Newborn screening interpretation |  |  | LA18593-6 | Out of range | LN | LA18593-6^Out of range^LN
1183 | 62321-5 | CWE | Severe combined immunodeficiency newborn screen interpretation | LL840-0 | Newborn screening interpretation |  |  | LA12430-7 | Out of range requiring further dried blood spot testing for at least one condition | LN | LA12430-7^Out of range requiring further dried blood spot testing for at least one condition^LN
1184 | 62321-5 | CWE | Severe combined immunodeficiency newborn screen interpretation | LL840-0 | Newborn screening interpretation |  |  | LA25817-0 | Out of range requiring immediate referral | LN | LA25817-0^Out of range requiring immediate referral^LN
1185 | 62321-5 | CWE | Severe combined immunodeficiency newborn screen interpretation | LL840-0 | Newborn screening interpretation |  |  | LA12431-5 | Out of range requiring immediate second-tier testing for at least one condition | LN | LA12431-5^Out of range requiring immediate second-tier testing for at least one condition^LN
1186 | 62321-5 | CWE | Severe combined immunodeficiency newborn screen interpretation | LL840-0 | Newborn screening interpretation |  |  | LA18594-4 | Out of range requiring deferred follow-up for at least one condition | LN | LA18594-4^Out of range requiring deferred follow-up for at least one condition^LN
1187 | 62321-5 | CWE | Severe combined immunodeficiency newborn screen interpretation | LL840-0 | Newborn screening interpretation |  |  | LA16204-2 | One or more tests pending | LN | LA16204-2^One or more tests pending^LN
1188 | 62321-5 | CWE | Severe combined immunodeficiency newborn screen interpretation | LL840-0 | Newborn screening interpretation |  |  | LA16205-9 | Specimen unsatisfactory for at least one condition | LN | LA16205-9^Specimen unsatisfactory for at least one condition^LN
1189 | OBR-11 | ID | Specimen Action Code | HL70065_USL | Specimen Action Code |  |  | A | Add ordered tests to the existing specimen | HL70065 | A | 2.5.1 |  | P | LRI
1190 | OBR-11 | ID | Specimen Action Code | HL70065_USL | Specimen Action Code |  |  | G | Generated order; reflex order | HL70065 | G | 2.5.1 |  | R | LRI
1191 | OBR-11 | ID | Specimen Action Code | HL70065_USL | Specimen Action Code |  |  | L | Lab to obtain specimen from patient | HL70065 | L | 2.5.1 |  | P | LRI
1192 | OBR-11 | ID | Specimen Action Code | HL70065_USL | Specimen Action Code |  |  | O | Specimen obtained by service other than Lab | HL70065 | O | 2.5.1 |  | P | LRI
1193 | OBR-11 | ID | Specimen Action Code | HL70065_USL | Specimen Action Code |  |  | P | Pending specimen; Order sent prior to delivery | HL70065 | P | 2.5.1 |  | P | LRI
1194 | OBR-11 | ID | Specimen Action Code | HL70065_USL | Specimen Action Code |  |  | R | Revised order | HL70065 | R | 2.5.1 |  | P | LRI
1195 | OBR-11 | ID | Specimen Action Code | HL70065_USL | Specimen Action Code |  |  | S | Schedule the tests specified below | HL70065 | S | 2.5.1 |  | P | LRI
1196 | SPM-24 | CWE | Specimen Condition | HL70493_USL | Specimen Condition |  |  | AUT | Autolyzed | HL70493 | AUT^Autolyzed^HL70493 | 2.5.1 |  | PR | LRI
1197 | SPM-24 | CWE | Specimen Condition | HL70493_USL | Specimen Condition |  |  | CLOT | Clotted | HL70493 | CLOT^Clotted^HL70493 | 2.5.1 |  | PR | LRI
1198 | SPM-24 | CWE | Specimen Condition | HL70493_USL | Specimen Condition |  |  | CON | Contaminated | HL70493 | CON^Contaminated^HL70493 | 2.5.1 |  | PR | LRI
1199 | SPM-24 | CWE | Specimen Condition | HL70493_USL | Specimen Condition |  |  | COOL | Cool | HL70493 | COOL^Cool^HL70493 | 2.5.1 |  | PR | LRI
1200 | SPM-24 | CWE | Specimen Condition | HL70493_USL | Specimen Condition |  |  | FROZ | Frozen | HL70493 | FROZ^Frozen^HL70493 | 2.5.1 |  | PR | LRI
1201 | SPM-24 | CWE | Specimen Condition | HL70493_USL | Specimen Condition |  |  | HEM | Hemolyzed | HL70493 | HEM^Hemolyzed^HL70493 | 2.5.1 |  | PR | LRI
1202 | SPM-24 | CWE | Specimen Condition | HL70493_USL | Specimen Condition |  |  | LIVE | Live | HL70493 | LIVE^Live^HL70493 | 2.5.1 |  | PR | LRI
1203 | SPM-24 | CWE | Specimen Condition | HL70493_USL | Specimen Condition |  |  | ROOM | Room Temperature | HL70493 | ROOM^Room Temperature^HL70493 | 2.5.1 |  | PR | LRI
1204 | SPM-24 | CWE | Specimen Condition | HL70493_USL | Specimen Condition |  |  | CFU | Centrifuged | HL70493 | CFU^Centrifuged^HL70493 | 2.8.1 |  | PR | LRI
1205 | SPM-21 | CWE | Specimen Reject Reason | HL70490_USL | Specimen Reject Reason |  |  | EX | Expired | HL70490 | EX^Expired^HL70490 | 2.5.1 |  | P | LRI
1206 | SPM-21 | CWE | Specimen Reject Reason | HL70490_USL | Specimen Reject Reason |  |  | QS | Quantity not sufficient | HL70490 | QS^Quantity not sufficient^HL70490 | 2.5.1 |  | P | LRI
1207 | SPM-21 | CWE | Specimen Reject Reason | HL70490_USL | Specimen Reject Reason |  |  | RA | Missing patient ID number | HL70490 | RA^Missing patient ID number^HL70490 | 2.5.1 |  | P | LRI
1208 | SPM-21 | CWE | Specimen Reject Reason | HL70490_USL | Specimen Reject Reason |  |  | RB | Broken container | HL70490 | RB^Broken container^HL70490 | 2.5.1 |  | P | LRI
1209 | SPM-21 | CWE | Specimen Reject Reason | HL70490_USL | Specimen Reject Reason |  |  | RC | Clotting | HL70490 | RC^Clotting^HL70490 | 2.5.1 |  | P | LRI
1210 | SPM-21 | CWE | Specimen Reject Reason | HL70490_USL | Specimen Reject Reason |  |  | RD | Missing collection date | HL70490 | RD^Missing collection date^HL70490 | 2.5.1 |  | P | LRI
1211 | SPM-21 | CWE | Specimen Reject Reason | HL70490_USL | Specimen Reject Reason |  |  | RE | Missing patient name | HL70490 | RE^Missing patient name^HL70490 | 2.5.1 |  | P | LRI
1212 | SPM-21 | CWE | Specimen Reject Reason | HL70490_USL | Specimen Reject Reason |  |  | RH | Hemolysis | HL70490 | RH^Hemolysis^HL70490 | 2.5.1 |  | P | LRI
1213 | SPM-21 | CWE | Specimen Reject Reason | HL70490_USL | Specimen Reject Reason |  |  | RI | Identification problem | HL70490 | RI^Identification problem^HL70490 | 2.5.1 |  | P | LRI
1214 | SPM-21 | CWE | Specimen Reject Reason | HL70490_USL | Specimen Reject Reason |  |  | RM | Labeling | HL70490 | RM^Labeling^HL70490 | 2.5.1 |  | P | LRI
1215 | SPM-21 | CWE | Specimen Reject Reason | HL70490_USL | Specimen Reject Reason |  |  | RN | Contamination | HL70490 | RN^Contamination^HL70490 | 2.5.1 |  | P | LRI
1216 | SPM-21 | CWE | Specimen Reject Reason | HL70490_USL | Specimen Reject Reason |  |  | RP | Missing phlebotomist ID | HL70490 | RP^Missing phlebotomist ID^HL70490 | 2.5.1 |  | P | LRI
1217 | SPM-21 | CWE | Specimen Reject Reason | HL70490_USL | Specimen Reject Reason |  |  | RR | Improper storage | HL70490 | RR^Improper storage^HL70490 | 2.5.1 |  | P | LRI
1218 | SPM-21 | CWE | Specimen Reject Reason | HL70490_USL | Specimen Reject Reason |  |  | RS | Name misspelling | HL70490 | RS^Name misspelling^HL70490 | 2.5.1 |  | P | LRI
1219 | SPM-4 | CWE | Specimen Type | SNOMED_CT_USL and/or HL70487_USL | Specimen Type |  |  | 440500007 | Blood spot specimen | SCT | 440500007^Blood spot specimen^SCT |  | no other specimen type allowed | R | LRI_NDBS
1220 | 64119-1 | CWE | Third most predominant hemoglobin in Dried blood spot | LL1511-6 | Hemoglobin types |  |  | LA16208-3 | Hb F | LN | LA16208-3^Hb F^LN
1221 | 64119-1 | CWE | Third most predominant hemoglobin in Dried blood spot | LL1511-6 | Hemoglobin types |  |  | LA16209-1 | Hb A | LN | LA16209-1^Hb A^LN
1222 | 64119-1 | CWE | Third most predominant hemoglobin in Dried blood spot | LL1511-6 | Hemoglobin types |  |  | LA16210-9 | Hb A - indeterminate | LN | LA16210-9^Hb A - indeterminate^LN
1223 | 64119-1 | CWE | Third most predominant hemoglobin in Dried blood spot | LL1511-6 | Hemoglobin types |  |  | LA16211-7 | Hb A2 | LN | LA16211-7^Hb A2^LN
1224 | 64119-1 | CWE | Third most predominant hemoglobin in Dried blood spot | LL1511-6 | Hemoglobin types |  |  | LA16212-5 | Hb A2 - elevated | LN | LA16212-5^Hb A2 - elevated^LN
1225 | 64119-1 | CWE | Third most predominant hemoglobin in Dried blood spot | LL1511-6 | Hemoglobin types |  |  | LA16213-3 | Hb Bart's - low level | LN | LA16213-3^Hb Bart's - low level^LN
1226 | 64119-1 | CWE | Third most predominant hemoglobin in Dried blood spot | LL1511-6 | Hemoglobin types |  |  | LA16214-1 | Hb Bart's - highly elevated | LN | LA16214-1^Hb Bart's - highly elevated^LN
1227 | 64119-1 | CWE | Third most predominant hemoglobin in Dried blood spot | LL1511-6 | Hemoglobin types |  |  | LA13002-3 | Hb C | LN | LA13002-3^Hb C^LN
1228 | 64119-1 | CWE | Third most predominant hemoglobin in Dried blood spot | LL1511-6 | Hemoglobin types |  |  | LA16215-8 | Hb Constant Spring | LN | LA16215-8^Hb Constant Spring^LN
1229 | 64119-1 | CWE | Third most predominant hemoglobin in Dried blood spot | LL1511-6 | Hemoglobin types |  |  | LA13003-1 | Hb D | LN | LA13003-1^Hb D^LN
1230 | 64119-1 | CWE | Third most predominant hemoglobin in Dried blood spot | LL1511-6 | Hemoglobin types |  |  | LA16216-6 | Hb D-Punjab | LN | LA16216-6^Hb D-Punjab^LN
1231 | 64119-1 | CWE | Third most predominant hemoglobin in Dried blood spot | LL1511-6 | Hemoglobin types |  |  | LA16217-4 | Hb D/G | LN | LA16217-4^Hb D/G^LN
1232 | 64119-1 | CWE | Third most predominant hemoglobin in Dried blood spot | LL1511-6 | Hemoglobin types |  |  | LA13005-6 | Hb E | LN | LA13005-6^Hb E^LN
1233 | 64119-1 | CWE | Third most predominant hemoglobin in Dried blood spot | LL1511-6 | Hemoglobin types |  |  | LA16218-2 | Hb G | LN | LA16218-2^Hb G^LN
1234 | 64119-1 | CWE | Third most predominant hemoglobin in Dried blood spot | LL1511-6 | Hemoglobin types |  |  | LA16219-0 | Hb G-Philadelphia | LN | LA16219-0^Hb G-Philadelphia^LN
1235 | 64119-1 | CWE | Third most predominant hemoglobin in Dried blood spot | LL1511-6 | Hemoglobin types |  |  | LA16220-8 | Hb H | LN | LA16220-8^Hb H^LN
1236 | 64119-1 | CWE | Third most predominant hemoglobin in Dried blood spot | LL1511-6 | Hemoglobin types |  |  | LA16221-6 | Hb Lepore Boston | LN | LA16221-6^Hb Lepore Boston^LN
1237 | 64119-1 | CWE | Third most predominant hemoglobin in Dried blood spot | LL1511-6 | Hemoglobin types |  |  | LA16222-4 | Hb O-Arab | LN | LA16222-4^Hb O-Arab^LN
1238 | 64119-1 | CWE | Third most predominant hemoglobin in Dried blood spot | LL1511-6 | Hemoglobin types |  |  | LA13007-2 | Hb S | LN | LA13007-2^Hb S^LN
1239 | 64119-1 | CWE | Third most predominant hemoglobin in Dried blood spot | LL1511-6 | Hemoglobin types |  |  | LA16223-2 | Hb unidentified | LN | LA16223-2^Hb unidentified^LN
1240 | HD_02.3 | ID | Universal ID Type | HL70301_USL | Universal ID Type |  |  | DNS | An Internet host name, in accordance with RFC 1035; or an IP address. Either in ASCII or as integers, with periods between components (“dotted” notation). | HL70301 | DNS | 2.7.1 |  | P | LRI_NDBS
1241 | HD_02.3 | ID | Universal ID Type | HL70301_USL | Universal ID Type |  |  | EUI64 | IEEE 64-bit Extended Unique Identifier is comprised of a 24-bit company identifier and a 40-bit instance identifier. The value shall be formatted as 16 ASCII HEX digits, for example, “AABBCC1122334455”. The 24-bit company identifier, formally known as Organizationally Unique Identifier (OUI-24), is guaranteed to be globally unique. The 40-bit extensions are assigned by manufacturers. This identifier is often used in equipment interfaces (e.g., “MAC” address format for IPv4 & IPv6). [See http://standards.ieee.org/regauth/oui/tutorials/EUI64.html for a detailed explanation of the format.] | HL70301 | EUI64 | 2.7.1 | OUI-24 values are administered by the IEEE Registration Authority. | P | LRI_NDBS
1242 | HD_02.3 | ID | Universal ID Type | HL70301_USL | Universal ID Type |  |  | CLIA | Clinical Laboratory Improvement Amendments. Allows for the ability to designate organization identifier as a “CLIA” assigned number (for labs) | HL70301 | CLIA | 2.7.1 |  | R | LRI_NDBS
1243 | HD_02.3 | ID | Universal ID Type | HL70301_USL | Universal ID Type |  |  | CLIP | Clinical laboratory Improvement Program. Allows for the ability to designate organization identifier as a “CLIP” assigned number (for labs). Used by US Department of Defense. | HL70301 | CLIP | 2.7.1 |  | P | LRI_NDBS
1244 | HD_02.3 | ID | Universal ID Type | HL70301_USL | Universal ID Type |  |  | GUID | Same as UUID. | HL70301 | GUID | 2.7.1 | Retained for backward compatibility only as of v2.7; use UUID instead. | P | LRI_NDBS
1245 | HD_02.3 | ID | Universal ID Type | HL70301_USL | Universal ID Type |  |  | HCD | The CEN Healthcare Coding Scheme Designator | HL70301 | HCD | 2.7.1 | Retained for backward compatibility only as of v2.7; does not identify Assigning Authorities. | P | LRI_NDBS
1246 | HD_02.3 | ID | Universal ID Type | HL70301_USL | Universal ID Type |  |  | HL7 | HL7 registration schemes | HL70301 | HL7 | 2.7.1 | Retained for backward compatibility only as of v2.7; HL7 assigns ISO OIDs for Assigning Authorities. | P | LRI_NDBS
1247 | HD_02.3 | ID | Universal ID Type | HL70301_USL | Universal ID Type |  |  | ISO | An International Standards Organization Object Identifier (OID), in accordance with ISO/IEC 8824. Formatted as decimal digits separated by periods; recommended limit of 64 characters | HL70301 | ISO | 2.7.1 | Retained for backward compatibility only as of v2.7; equivalent to a locally defined entity identifier scheme; use L. M, or N instead. | P | LRI_NDBS
1248 | HD_02.3 | ID | Universal ID Type | HL70301_USL | Universal ID Type |  |  | URI | Uniform Resource Identifier | HL70301 | URI | 2.7.1 |  | P | LRI_NDBS
1249 | HD_02.3 | ID | Universal ID Type | HL70301_USL | Universal ID Type |  |  | UUID | The DCE Universal Unique Identifier, in accordance with RFC 4122. Recommended format is 32 hexadecimal digits separated by hyphens, in the digit grouping 8-4-4-4-12 | HL70301 | UUID | 2.7.1 |  | P | LRI_NDBS
1250 | HD_02.3 | ID | Universal ID Type | HL70301_USL | Universal ID Type |  |  | x400 | An X.400 MHS identifier. Recommended format is in accordance with RFC 1649 | HL70301 | x400 | 2.7.1 |  | P | LRI_NDBS
1251 | HD_02.3 | ID | Universal ID Type | HL70301_USL | Universal ID Type |  |  | x500 | An X.500 directory name | HL70301 | x500 | 2.7.1 |  | P | LRI_NDBS
1252 | HD_02.3 | ID | Universal ID Type | HL70301_USL | Universal ID Type |  |  | CEN | The CEN Healthcare Coding Scheme Designator. (Identifiers used in DICOM follow this assignment scheme.) | HL70301 | CEN | 2.7.1 |  | P | LRI_NDBS
1253 | HD_02.3 | ID | Universal ID Type | HL70301_USL | Universal ID Type |  |  | L,M,N | These are reserved for locally defined coding schemes. | HL70301 | L,M,N | 2.7.1 |  | P | LRI_NDBS
1254 | HD_02.3 | ID | Universal ID Type | HL70301_USL | Universal ID Type |  |  | Random | Usually a base64 encoded string of random bits. The uniqueness depends on the length of the bits. Mail systems often generate ASCII string _unique names from a combination of random bits and system names. Obviously, such identifiers will not be constrained to the base64 character set. | HL70301 | Random | 2.7.1 |  | P | LRI_NDBS
1255 | HD_02.3 | ID | Universal ID Type | HL70301_USL | Universal ID Type |  |  | NPI | National Provider Identifier |  | NPI |  | Will need to be added to HL70301 for v2.10 | R | LRI_NDBS
1256 | HD_02.3 | ID | Universal ID Type | HL70301_USL | Universal ID Type |  |  | CAP | College of American Pathology Identifier |  | CAP |  | Will need to be added to HL70301 for v2.10 | R | LRI_NDBS
1257 | EI_02.4 | ID | Universal ID Type | HL70301_USL | Universal ID Type |  |  | DNS | An Internet host name, in accordance with RFC 1035; or an IP address. Either in ASCII or as integers, with periods between components (“dotted” notation). | HL70301 | DNS | 2.7.1 |  | P | LRI_NDBS
1258 | EI_02.4 | ID | Universal ID Type | HL70301_USL | Universal ID Type |  |  | EUI64 | IEEE 64-bit Extended Unique Identifier is comprised of a 24-bit company identifier and a 40-bit instance identifier. The value shall be formatted as 16 ASCII HEX digits, for example, “AABBCC1122334455”. The 24-bit company identifier, formally known as Organizationally Unique Identifier (OUI-24), is guaranteed to be globally unique. The 40-bit extensions are assigned by manufacturers. This identifier is often used in equipment interfaces (e.g., “MAC” address format for IPv4 & IPv6). [See http://standards.ieee.org/regauth/oui/tutorials/EUI64.html for a detailed explanation of the format.] | HL70301 | EUI64 | 2.7.1 | OUI-24 values are administered by the IEEE Registration Authority. | P | LRI_NDBS
1259 | EI_02.4 | ID | Universal ID Type | HL70301_USL | Universal ID Type |  |  | CLIA | Clinical Laboratory Improvement Amendments. Allows for the ability to designate organization identifier as a “CLIA” assigned number (for labs) | HL70301 | CLIA | 2.7.1 |  | R | LRI_NDBS
1260 | EI_02.4 | ID | Universal ID Type | HL70301_USL | Universal ID Type |  |  | CLIP | Clinical laboratory Improvement Program. Allows for the ability to designate organization identifier as a “CLIP” assigned number (for labs). Used by US Department of Defense. | HL70301 | CLIP | 2.7.1 |  | P | LRI_NDBS
1261 | EI_02.4 | ID | Universal ID Type | HL70301_USL | Universal ID Type |  |  | GUID | Same as UUID. | HL70301 | GUID | 2.7.1 | Retained for backward compatibility only as of v2.7; use UUID instead. | P | LRI_NDBS
1262 | EI_02.4 | ID | Universal ID Type | HL70301_USL | Universal ID Type |  |  | HCD | The CEN Healthcare Coding Scheme Designator | HL70301 | HCD | 2.7.1 | Retained for backward compatibility only as of v2.7; does not identify Assigning Authorities. | P | LRI_NDBS
1263 | EI_02.4 | ID | Universal ID Type | HL70301_USL | Universal ID Type |  |  | HL7 | HL7 registration schemes | HL70301 | HL7 | 2.7.1 | Retained for backward compatibility only as of v2.7; HL7 assigns ISO OIDs for Assigning Authorities. | P | LRI_NDBS
1264 | EI_02.4 | ID | Universal ID Type | HL70301_USL | Universal ID Type |  |  | ISO | An International Standards Organization Object Identifier (OID), in accordance with ISO/IEC 8824. Formatted as decimal digits separated by periods; recommended limit of 64 characters | HL70301 | ISO | 2.7.1 | Retained for backward compatibility only as of v2.7; equivalent to a locally defined entity identifier scheme; use L. M, or N instead. | P | LRI_NDBS
1265 | EI_02.4 | ID | Universal ID Type | HL70301_USL | Universal ID Type |  |  | URI | Uniform Resource Identifier | HL70301 | URI | 2.7.1 |  | P | LRI_NDBS
1266 | EI_02.4 | ID | Universal ID Type | HL70301_USL | Universal ID Type |  |  | UUID | The DCE Universal Unique Identifier, in accordance with RFC 4122. Recommended format is 32 hexadecimal digits separated by hyphens, in the digit grouping 8-4-4-4-12 | HL70301 | UUID | 2.7.1 |  | P | LRI_NDBS
1267 | EI_02.4 | ID | Universal ID Type | HL70301_USL | Universal ID Type |  |  | x400 | An X.400 MHS identifier. Recommended format is in accordance with RFC 1649 | HL70301 | x400 | 2.7.1 |  | P | LRI_NDBS
1268 | EI_02.4 | ID | Universal ID Type | HL70301_USL | Universal ID Type |  |  | x500 | An X.500 directory name | HL70301 | x500 | 2.7.1 |  | P | LRI_NDBS
1269 | EI_02.4 | ID | Universal ID Type | HL70301_USL | Universal ID Type |  |  | CEN | The CEN Healthcare Coding Scheme Designator. (Identifiers used in DICOM follow this assignment scheme.) | HL70301 | CEN | 2.7.1 |  | P | LRI_NDBS
1270 | EI_02.4 | ID | Universal ID Type | HL70301_USL | Universal ID Type |  |  | L,M,N | These are reserved for locally defined coding schemes. | HL70301 | L,M,N | 2.7.1 |  | P | LRI_NDBS
1271 | EI_02.4 | ID | Universal ID Type | HL70301_USL | Universal ID Type |  |  | Random | Usually a base64 encoded string of random bits. The uniqueness depends on the length of the bits. Mail systems often generate ASCII string _unique names from a combination of random bits and system names. Obviously, such identifiers will not be constrained to the base64 character set. | HL70301 | Random | 2.7.1 |  | P | LRI_NDBS
1272 | EI_02.4 | ID | Universal ID Type | HL70301_USL | Universal ID Type |  |  | NPI | National Provider Identifier |  | NPI |  | Will need to be added to HL70301 for v2.10 | R | LRI_NDBS
1273 | EI_02.4 | ID | Universal ID Type | HL70301_USL | Universal ID Type |  |  | CAP | College of American Pathology Identifier |  | CAP |  | Will need to be added to HL70301 for v2.10 | R | LRI_NDBS
1274 | OBR-4 | CWE | Universal Service Identifier | LOINC | Universal Service Identifier |  |  | <ANY> | Logical Observation Identifiers Names and Codes | LN | <ANY>^Logical Observation Identifiers Names and Codes^LN | 2.52 |  | P | LRI
1275 | OBX-2 | ID | Value Type | HL70125_USL | Value Type |  |  | CNE | Coded with no exceptions | HL70125 | CNE | 2.8.2 |  | PR | LRI
1276 | OBX-2 | ID | Value Type | HL70125_USL | Value Type |  |  | CNN | Composite ID number and name simplified | HL70125 | CNN | 2.8.2 |  | P | LRI
1277 | OBX-2 | ID | Value Type | HL70125_USL | Value Type |  |  | CWE | Coded with Exception | HL70125 | CWE | 2.8.2 | LRI_Common, LRI_PH, LRI_NDBS: Data type flavor to format OBX-5: CWE_01, when OBX-2 is valued 'CWE' LRI_CG: Data type flavor to format OBX-5: CWE_05, when OBX-2 is valued 'CWE' | PR | LRI
1278 | OBX-2 | ID | Value Type | HL70125_USL | Value Type |  |  | CX | Extended Composite ID With Check Digit | HL70125 | CX | 2.8.2 | Data type flavor to format OBX-5: Use appropriate CX_NG or CX_GU, when OBX-2 is valued 'CX' | P | LRI
1279 | OBX-2 | ID | Value Type | HL70125_USL | Value Type |  |  | DR | Date/time range | HL70125 | DR | 2.8.2 |  | PR | LRI
1280 | OBX-2 | ID | Value Type | HL70125_USL | Value Type |  |  | DT | Date | HL70125 | DT | 2.8.2 |  | PR | LRI
1281 | OBX-2 | ID | Value Type | HL70125_USL | Value Type |  |  | DTM | Date/time | HL70125 | DTM | 2.8.2 |  | PR | LRI
1282 | OBX-2 | ID | Value Type | HL70125_USL | Value Type |  |  | ED | Encapsulated Data | HL70125 | ED | 2.8.2 |  | PR | LRI
1283 | OBX-2 | ID | Value Type | HL70125_USL | Value Type |  |  | FT | Formatted Text (Display) | HL70125 | FT | 2.8.2 |  | PR | LRI
1284 | OBX-2 | ID | Value Type | HL70125_USL | Value Type |  |  | MA | Multiplexed array | HL70125 | MA | 2.8.2 |  | P | LRI
1285 | OBX-2 | ID | Value Type | HL70125_USL | Value Type |  |  | NA | Numeric array | HL70125 | NA | 2.8.2 |  | P | LRI
1286 | OBX-2 | ID | Value Type | HL70125_USL | Value Type |  |  | NM | Numeric | HL70125 | NM | 2.8.2 |  | PR | LRI
1287 | OBX-2 | ID | Value Type | HL70125_USL | Value Type |  |  | NR | Numeric range | HL70125 | NR | 2.8.2 |  | P | LRI
1288 | OBX-2 | ID | Value Type | HL70125_USL | Value Type |  |  | RP | Reference Pointer | HL70125 | RP | 2.8.2 |  | P | LRI
1289 | OBX-2 | ID | Value Type | HL70125_USL | Value Type |  |  | SN | Structured Numeric | HL70125 | SN | 2.8.2 |  | PR | LRI
1290 | OBX-2 | ID | Value Type | HL70125_USL | Value Type |  |  | ST | String Data | HL70125 | ST | 2.8.2 |  | PR | LRI
1291 | OBX-2 | ID | Value Type | HL70125_USL | Value Type |  |  | TM | Time | HL70125 | TM | 2.8.2 |  | PR | LRI
1292 | OBX-2 | ID | Value Type | HL70125_USL | Value Type |  |  | TX | Text Data (Display) | HL70125 | TX | 2.8.2 |  | PR | LRI
1293 | OBX-2 | ID | Value Type | HL70125_USL | Value Type |  |  | VR | Value range | HL70125 | VR | 2.8.2 |  | P | LRI
1294 | OBX-2 | ID | Value Type | HL70125_USL | Value Type |  |  | XAD | Extended Address | HL70125 | XAD | 2.8.2 |  | PR | LRI
1295 | OBX-2 | ID | Value Type | HL70125_USL | Value Type |  |  | XCN | Extended Composite Name And Number For Persons | HL70125 | XCN | 2.8.2 |  | PR | LRI
1296 | OBX-2 | ID | Value Type | HL70125_USL | Value Type |  |  | XON | Extended Composite Name And Number For Organizations | HL70125 | XON | 2.8.2 |  | PR | LRI
1297 | OBX-2 | ID | Value Type | HL70125_USL | Value Type |  |  | XPN | Extended Person Name | HL70125 | XPN | 2.8.2 |  | PR | LRI
1298 | OBX-2 | ID | Value Type | HL70125_USL | Value Type |  |  | XTN | Extended Telecommunications Number | HL70125 | XTN | 2.8.2 |  | P | LRI
1299 | 85269-9 | CWE | X-linked Adrenoleukodystrophy (X- ALD) newborn screen interpretation | LL840-0 | Newborn screening interpretation |  |  | LA18592-8 | In range | LN | LA18592-8^In range^LN
1300 | 85269-9 | CWE | X-linked Adrenoleukodystrophy (X- ALD) newborn screen interpretation | LL840-0 | Newborn screening interpretation |  |  | LA4259-3 | Borderline | LN | LA4259-3^Borderline^LN
1301 | 85269-9 | CWE | X-linked Adrenoleukodystrophy (X- ALD) newborn screen interpretation | LL840-0 | Newborn screening interpretation | SNOMEDCT ©: 82334004 Indeterminate (qualifier value) |  | LA11884-6 | Indeterminate | LN | LA11884-6^Indeterminate^LN
1302 | 85269-9 | CWE | X-linked Adrenoleukodystrophy (X- ALD) newborn screen interpretation | LL840-0 | Newborn screening interpretation |  |  | LA18593-6 | Out of range | LN | LA18593-6^Out of range^LN
1303 | 85269-9 | CWE | X-linked Adrenoleukodystrophy (X- ALD) newborn screen interpretation | LL840-0 | Newborn screening interpretation |  |  | LA12430-7 | Out of range requiring further dried blood spot testing for at least one condition | LN | LA12430-7^Out of range requiring further dried blood spot testing for at least one condition^LN
1304 | 85269-9 | CWE | X-linked Adrenoleukodystrophy (X- ALD) newborn screen interpretation | LL840-0 | Newborn screening interpretation |  |  | LA25817-0 | Out of range requiring immediate referral | LN | LA25817-0^Out of range requiring immediate referral^LN
1305 | 85269-9 | CWE | X-linked Adrenoleukodystrophy (X- ALD) newborn screen interpretation | LL840-0 | Newborn screening interpretation |  |  | LA12431-5 | Out of range requiring immediate second-tier testing for at least one condition | LN | LA12431-5^Out of range requiring immediate second-tier testing for at least one condition^LN
1306 | 85269-9 | CWE | X-linked Adrenoleukodystrophy (X- ALD) newborn screen interpretation | LL840-0 | Newborn screening interpretation |  |  | LA18594-4 | Out of range requiring deferred follow-up for at least one condition | LN | LA18594-4^Out of range requiring deferred follow-up for at least one condition^LN
1307 | 85269-9 | CWE | X-linked Adrenoleukodystrophy (X- ALD) newborn screen interpretation | LL840-0 | Newborn screening interpretation |  |  | LA16204-2 | One or more tests pending | LN | LA16204-2^One or more tests pending^LN
1308 | 85269-9 | CWE | X-linked Adrenoleukodystrophy (X- ALD) newborn screen interpretation | LL840-0 | Newborn screening interpretation |  |  | LA16205-9 | Specimen unsatisfactory for at least one condition | LN | LA16205-9^Specimen unsatisfactory for at least one condition^LN
1309 | PID-24 | ID | Yes/No Indicator | HL70136_USL | Yes/No Indicator |  |  | Y | Yes | HL70136 | Y | 2.5.1 |  | R | LRI_NDBS
1310 | PID-24 | ID | Yes/No Indicator | HL70136_USL | Yes/No Indicator |  |  | N | No | HL70136 | N | 2.5.1 |  | R | LRI_NDBS
1311 | 53347-1 | Numeric | 11-Deoxycorticosterone [Mass/volume] in Dried blood spot | Numeric
1312 | 53338-0 | Numeric | 11-Deoxycortisol [Mass/volume] in Dried blood spot | Numeric
1313 | 38473-5 | Numeric | 17-Hydroxyprogesterone [Mass/volume] in Dried blood spot | Numeric
1314 | 53336-4 | Numeric | 17-Hydroxyprogesterone+And rostenedione/Cortisol [Mass Ratio] in Dried blood spot | Numeric
1315 | 53341-4 | Numeric | 21-Deoxycortisol [Mass/volume] in Dried blood spot | Numeric
1316 | 50102-3 | Numeric | 3-Hydroxybutyrylcarnitine (C4-OH) [Moles/volume] in Dried blood spot | Numeric
1317 | 53182-2 | Numeric | 3-Hydroxydecenoylcarnitine (C10:1-OH) [Moles/volume] in Dried blood spot | Numeric
1318 | 53189-7 | Numeric | 3-Hydroxydodecanoylcarnitin e (C12-OH) [Moles/volume] in Dried blood spot | Numeric
1319 | 53188-9 | Numeric | 3-Hydroxydodecenoylcarnitin e (C12:1-OH)[Moles/volume] in Dried blood spot | Numeric
1320 | 53173-1 | Numeric | 3-Hydroxyhexanoylcarnitine (C6-OH) [Moles/volume] in Dried blood spot | Numeric
1321 | 50106-4 | Numeric | 3-Hydroxyisovalerylcarnitine (C5-OH) [Moles/volume] in Dried blood spot | Numeric
1322 | 53171-5 | Numeric | 3-Hydroxyisovalerylcarnitine (C5-OH)/Carnitine.free (C0) [Molar ratio] in Dried blood spot | Numeric
1323 | 53172-3 | Numeric | 3-Hydroxyisovalerylcarnitine (C5-OH)/Octanoylcarnitine (C8) [Molar ratio] in Dried blood spot | Numeric
1324 | 50109-8 | Numeric | 3-Hydroxylinoleoylcarnitine (C18:2-OH) [Moles/volume] in Dried blood spot | Numeric
1325 | 53178-0 | Numeric | 3-Hydroxyoctanoylcarnitine (C8-OH)+Malonylcarnitine (C3-DC) [Moles/volume] in Dried blood spot | Numeric
1326 | 53402-4 | Numeric | 3-Hydroxyoctanoylcarnitine (C8-OH)+Malonylcarnitine (C3-DC)/Butyrylcarnitine+Isobut yrylcarnitine (C4) [Molar ratio] in Dried blood spot | Numeric
1327 | 53179-8 | Numeric | 3-Hydroxyoctanoylcarnitine (C8-OH)+Malonylcarnitine (C3-DC)/Decanoylcarnitine (C10) [Molar ratio] in Dried blood spot | Numeric
1328 | 50113-0 | Numeric | 3-Hydroxyoleoylcarnitine (C18:1-OH) [Moles/volume] in Dried blood spot | Numeric
1329 | 50121-3 | Numeric | 3-Hydroxypalmitoleylcarnitine (C16:1-OH) [Moles/volume] in Dried blood spot | Numeric
1330 | 50125-4 | Numeric | 3-Hydroxypalmitoylcarnitine (C16-OH) [Moles/volume] in Dried blood spot | Numeric
1331 | 53201-0 | Numeric | 3-Hydroxypalmitoylcarnitine (C16-OH)/Palmitoylcarnitine (C16) [Molar ratio] in Dried blood spot | Numeric
1332 | 50132-0 | Numeric | 3-Hydroxystearoylcarnitine (C18-OH) [Moles/volume] in Dried blood spot | Numeric
1333 | 53196-2 | Numeric | 3-Hydroxytetradecadienoylca rnitine (C14:2-OH) [Moles/volume] in Dried blood spot | Numeric
1334 | 50281-5 | Numeric | 3-Hydroxytetradecanoylcarnit ine (C14-OH)[Moles/volume] in Dried blood spot | Numeric
1335 | 53197-0 | Numeric | 3-Hydroxytetradecenoylcarnit ine (C14:1-OH)[Moles/volume] in Dried blood spot | Numeric
1336 | 47539-2 | Numeric | 3-Methylhistidine [Moles/volume] in Dried blood spot | Numeric
1337 | 53232-5 | Numeric | 5-Oxoproline+Pipecolate [Moles/volume] in Dried blood spot | Numeric
1338 | 53394-3 | Numeric | 5-Oxoproline+Pipecolate/Phe nylalanine [Molar ratio] in Dried blood spot | Numeric
1339 | 50157-7 | Numeric | Acetylcarnitine (C2) [Moles/volume] in Dried blood spot | Numeric
1340 | 55917-9 | Numeric | Acid beta glucosidase [Enzymatic activity/volume] in Dried blood spot | Numeric
1341 | 62316-5 | Numeric | Acid sphingomyelinase [Enzymatic activity/volume] in Dried blood spot | Numeric
1342 | 53237-4 | Numeric | Acrylylcarnitine (C3:1) [Moles/volume] in Dried blood spot | Numeric
1343 | 58092-8 | Order Only | Acylcarnitine newborn screen panel | Order Only
1344 | 58093-6 | Text | Acylcarnitine newborn screening comment- discussion | Text
1345 | 53150-9 | Numeric | Alanine+Beta Alanine+Sarcosine [Moles/volume] in Dried blood spot | Numeric
1346 | 53152-5 | Numeric | Alloisoleucine+Isoleucine+ Leucine+Hydroxyproline [Moles/volume] in Dried blood spot | Numeric
1347 | 53154-1 | Numeric | Alloisoleucine+Isoleucine+ Leucine+Hydroxyproline/Al anine [Molar ratio] in Dried blood spot | Numeric
1348 | 53153-3 | Numeric | Alloisoleucine+Isoleucine+ Leucine+Hydroxyproline/P henylalanine [Molar ratio] in Dried blood spot | Numeric
1349 | 53393-5 | Numeric | Alloisoleucine+Isoleucine+ Leucine+Hydroxyproline+V aline/Phenylalanine+Tyrosi ne [Molar ratio] in Dried blood spot | Numeric
1350 | 55908-8 | Numeric | Alpha galactosidase A [Enzymatic activity/volume] in Dried blood spot | Numeric
1351 | 55909-6 | Numeric | Alpha-L-iduronidase [Enzymatic activity/volume] in Dried blood spot | Numeric
1352 | 53261-4 | Order Only | Amino acid newborn screen panel | Order Only
1353 | 57710-6 | Text | Amino acidemias newborn screening comment- discussion | Text
1354 | 53343-0 | Numeric | Androstenedione [Mass/volume] in Dried blood spot | Numeric
1355 | 47562-4 | Numeric | Arginine [Moles/volume] in Dried blood spot | Numeric
1356 | 75214-7 | Numeric | Arginine/Ornithine [Molar ratio] in Dried blood spot | Numeric
1357 | 53398-4 | Numeric | Arginine/Phenylalanine [Molar ratio] in Dried blood spot | Numeric
1358 | 53062-6 | Numeric | Argininosuccinate [Moles/volume] in Dried blood spot | Numeric
1359 | 53200-2 | Numeric | Argininosuccinate/Arginine [Molar ratio] in Dried blood spot | Numeric
1360 | 53155-8 | Numeric | Asparagine+Ornithine [Moles/volume] in Dried blood spot | Numeric
1361 | 53396-8 | Numeric | Asparagine+Ornithine/Phe nylalanine [Molar ratio] in Dried blood spot | Numeric
1362 | 53395-0 | Numeric | Asparagine+Ornithine/Seri ne [Molar ratio] in Dried blood spot | Numeric
1363 | 47573-1 | Numeric | Aspartate [Moles/volume] in Dried blood spot | Numeric
1364 | 75217-0 | Numeric | Biotinidase [Enzymatic activity/volume] in Dried blood spot | Numeric
1365 | 57699-1 | Text | Biotinidase deficiency newborn screening comment-discussion | Text
1366 | 57087-9 | Order Only | Biotinidase newborn screening panel | Order Only
1367 | 62331-4 | XAD | Birth hospital facility address | XAD
1368 | 62329-8 | Text | Birth hospital facility ID [Identifier] in Facility | Text
1369 | 62330-6 | Text | Birth hospital facility name | Text
1370 | 62332-2 | XTN | Birth hospital facility phone number in Facility | XTN
1371 | 57715-5 | TM | Birth time | TM
1372 | 8339-4 | Numeric | Birth weight Measured | Numeric
1373 | 58229-6 | Numeric | Body weight Measured -- when specimen taken | Numeric
1374 | 53166-5 | Numeric | Butyrylcarnitine+Isobutyrylc arnitine (C4) [Moles/volume] in Dried blood spot | Numeric
1375 | 53167-3 | Numeric | Butyrylcarnitine+Isobutyrylc arnitine (C4)/Acetylcarnitine (C2) [Molar ratio] in Dried blood spot | Numeric
1376 | 53169-9 | Numeric | Butyrylcarnitine+Isobutyrylc arnitine (C4)/Octanoylcarnitine (C8) [Molar ratio] in Dried blood spot | Numeric
1377 | 53168-1 | Numeric | Butyrylcarnitine+Isobutyrylc arnitine (C4)/Propionylcarnitine (C3) [Molar ratio] in Dried blood spot | Numeric
1378 | 38481-8 | Numeric | Carnitine free (C0) [Moles/volume] in Dried blood spot | Numeric
1379 | 53233-3 | Numeric | Carnitine free (C0)/Palmitoylcarnitine (C16) [Molar ratio] in Dried blood spot | Numeric
1380 | 53235-8 | Numeric | Carnitine free (C0)/Palmitoylcarnitine (C16)+Stearoylcarnitine (C18) [Molar ratio] in Dried blood spot | Numeric
1381 | 53234-1 | Numeric | Carnitine free (C0)/Stearoylcarnitine (C18) [Molar ratio] in Dried blood spot | Numeric
1382 | 53236-6 | Numeric | Carnitine.free (C0)+Acetylcarnitine (C2)+Propionylcarnitine (C3)+Palmitoylcarnitine (C16)+Oleoylcarnitine (C18:1)+Stearoylcarnitine (C18)/Citrulline [Molar ratio] in Dried blood spot | Numeric
1383 | 73805-4 | Order Only | CCHD newborn screening panel | Order Only
1384 | 73697-5 | Text | CCHD newborn screening protocol used [Type] | Text
1385 | 2077-6 | Numeric | Chloride [Moles/volume] in Sweat | Numeric
1386 | 42892-0 | Numeric | Citrulline [Moles/volume] in Dried blood spot | Numeric
1387 | 54092-2 | Numeric | Citrulline/Arginine [Molar ratio] in Dried blood spot | Numeric
1388 | 53157-4 | Numeric | Citrulline/Phenylalanine [Molar ratio] in Dried blood spot | Numeric
1389 | 53399-2 | Numeric | Citrulline/Tyrosine [Molar ratio] in Dried blood spot | Numeric
1390 | 57706-4 | Text | Congenital adrenal hyperplasia newborn screening comment- discussion | Text
1391 | 57086-1 | Order Only | Congenital adrenal hyperplasia newborn screening panel | Order Only
1392 | 57705-6 | Text | Congenital hypothyroidism newborn screening comment-discussion | Text
1393 | 53345-5 | Numeric | Cortisol [Mass/volume] in Dried blood spot | Numeric
1394 | 57707-2 | Text | Cystic fibrosis newborn screening comment- discussion | Text
1395 | 54078-1 | Order Only | Cystic fibrosis newborn screening panel | Order Only
1396 | 62317-3 | DTM | Date of last blood product transfusion | DTM
1397 | 53180-6 | Numeric | Decadienoylcarnitine (C10:2) [Moles/volume] in Dried blood spot | Numeric
1398 | 45197-1 | Numeric | Decanoylcarnitine (C10) [Moles/volume] in Dried blood spot | Numeric
1399 | 45198-9 | Numeric | Decenoylcarnitine (C10:1) [Moles/volume] in Dried blood spot | Numeric
1400 | 45199-7 | Numeric | Dodecanoylcarnitine (C12) [Moles/volume] in Dried blood spot | Numeric
1401 | 45200-3 | Numeric | Dodecenoylcarnitine (C12:1) [Moles/volume] in Dried blood spot | Numeric
1402 | 73740-3 | Numeric | Duration of screening of Ear - left | Numeric
1403 | 73743-7 | Numeric | Duration of screening of Ear - right | Numeric
1404 | 54076-5 | Order Only | Endocrine newborn screening panel | Order Only
1405 | 62306-6 | Text | Fabry disease newborn screening comment- discussion | Text
1406 | 62304-1 | Order Only | Fabry disease newborn screening panel | Order Only
1407 | 57709-8 | Text | Fatty acid oxidation defects newborn screening comment-discussion | Text
1408 | 57084-6 | Order Only | Fatty acid oxidation newborn screen panel | Order Only
1409 | 79321-6 | Numeric | Fatty acids.very long chain.C26:0- lysophosphatidylcholine (C26:0-LPC) | Numeric
1410 | 53165-7 | Numeric | Formiminoglutamate [Moles/volume] in Dried blood spot | Numeric
1411 | 57129-9 | Text | Full newborn screening summary report for display or printing | Text
1412 | 62310-8 | Numeric | Galactocerebrosidase [Enzymatic activity/volume] in Dried blood spot | Numeric
1413 | 54084-9 | Numeric | Galactose [Mass/volume] in Dried blood spot | Numeric
1414 | 40842-7 | Numeric | Galactose 1 phosphate [Mass/volume] in Dried blood spot | Numeric
1415 | 42906-8 | Numeric | Galactose 1 phosphate uridyl transferase [Enzymatic activity/volume] in Dried blood spot | Numeric
1416 | 54079-9 | Order Only | Galactosemia newborn screening panel | Order Only
1417 | 57704-9 | Text | Galactosemias newborn screening comment- discussion | Text
1418 | 62313-2 | Text | Gaucher disease newborn screening comment- discussion | Text
1419 | 62311-6 | Order Only | Gaucher disease newborn screening panel | Order Only
1420 | 58091-0 | Order Only | Glucose-6-Phosphate dehydrogenase newborn screen panel | Order Only
1421 | 58090-2 | Text | Glucose-6-Phosphate dehydrogenase newborn screening comment- discussion | Text
1422 | 47623-4 | Numeric | Glutamate [Moles/volume] in Dried blood spot | Numeric
1423 | 53183-0 | Numeric | Glutarylcarnitine (C5- DC)+3-Hydroxydecanoylcarnitine (C10-OH) [Moles/volume] in Dried blood spot | Numeric
1424 | 53184-8 | Numeric | Glutarylcarnitine (C5- DC)+3-Hydroxydecanoylcarnitine (C10-OH)/3-Hydroxyisovalerylcarnitine (C5-OH) [Molar ratio] in Dried blood spot | Numeric
1425 | 53403-2 | Numeric | Glutarylcarnitine (C5- DC)+3-Hydroxydecanoylcarnitine (C10-OH)/Butyrylcarnitine+Isobu tyrylcarnitine (C4) [Molar ratio] in Dried blood spot | Numeric
1426 | 53185-5 | Numeric | Glutarylcarnitine (C5- DC)+3-Hydroxydecanoylcarnitine (C10-OH)/Octanoylcarnitine (C8) [Molar ratio] in Dried blood spot | Numeric
1427 | 53186-3 | Numeric | Glutarylcarnitine (C5- DC)+3-Hydroxydecanoylcarnitine (C10-OH)/Palmitoylcarnitine (C16) [Molar ratio] in Dried blood spot | Numeric
1428 | 67710-4 | Numeric | Glutarylcarnitine (C5- DC)+3-Hydroxyhexanoylcarnitine (C6-OH) [Moles/volume] in Dried blood spot | Numeric
1429 | 67711-2 | Numeric | Glutarylcarnitine (C5- DC)+3-Hydroxyhexanoylcarnitine (C6-OH)/Octanoylcarnitine (C8) [Molar ratio] in Dried blood spot | Numeric
1430 | 67701-3 | Numeric | Glutarylcarnitine (C5- DC)+3-Hydroxyhexanoylcarnitine (C6-OH)/Palmitoylcarnitine (C16) [Molar ratio] in Dried blood spot | Numeric
1431 | 45207-8 | Numeric | Glutarylcarnitine (C5-DC) [Moles/volume] in Dried blood spot | Numeric
1432 | 47633-3 | Numeric | Glycine [Moles/volume] in Dried blood spot | Numeric
1433 | 57700-7 | Text | Hearing loss newborn screening comment/discussion | Text
1434 | 73795-7 | Numeric | Heart rate Blood Postductal Pulse oximetry | Numeric
1435 | 73799-9 | Numeric | Heart rate Blood Preductal Pulse oximetry | Numeric
1436 | 54072-4 | Numeric | Hemoglobin A/ Hemoglobin.total in Dried blood spot | Numeric
1437 | 54069-0 | Numeric | Hemoglobin Barts/ Hemoglobin.total in Dried blood spot | Numeric
1438 | 54073-2 | Numeric | Hemoglobin C/ Hemoglobin.total in Dried blood spot | Numeric
1439 | 54070-8 | Numeric | Hemoglobin D/ Hemoglobin.total in Dried blood spot | Numeric
1440 | 57703-1 | Text | Hemoglobin disorders newborn screening comment-discussion | Text
1441 | 54071-6 | Numeric | Hemoglobin E/ Hemoglobin.total in Dried blood spot | Numeric
1442 | 54074-0 | Numeric | Hemoglobin F/ Hemoglobin.total in Dried blood spot | Numeric
1443 | 54068-2 | Numeric | Hemoglobin O-Arab/ Hemoglobin.total in Dried blood spot | Numeric
1444 | 64116-7 | Order Only | Hemoglobin observations newborn screening panel | Order Only
1445 | 56476-5 | Numeric | Hemoglobin S/ Hemoglobin.total in Dried blood spot | Numeric
1446 | 54081-5 | Order Only | Hemoglobinopathies newborn screening panel | Order Only
1447 | 45211-0 | Numeric | Hexanoylcarnitine (C6) [Moles/volume] in Dried blood spot | Numeric
1448 | 47643-2 | Numeric | Histidine [Moles/volume] in Dried blood spot | Numeric
1449 | 53158-2 | Numeric | Homocitrulline [Moles/volume] in Dried blood spot | Numeric
1450 | 57701-5 | Text | Infectious diseases newborn screening comment-discussion | Text
1451 | 54082-3 | Order Only | Infectious diseases newborn screening panel | Order Only
1452 | 45216-9 | Numeric | Isovalerylcarnitine+Methylb utyrylcarnitine (C5) [Moles/volume] in Dried blood spot | Numeric
1453 | 53239-0 | Numeric | Isovalerylcarnitine+Methylb utyrylcarnitine (C5)/Acetylcarnitine (C2) [Molar ratio] in Dried blood spot | Numeric
1454 | 53238-2 | Numeric | Isovalerylcarnitine+Methylb utyrylcarnitine (C5)/Carnitine.free (C0) [Molar ratio] in Dried blood spot | Numeric
1455 | 53401-6 | Numeric | Isovalerylcarnitine+Methylb utyrylcarnitine (C5)/Octanoylcarnitine (C8) [Molar ratio] in Dried blood spot | Numeric
1456 | 53240-8 | Numeric | Isovalerylcarnitine+Methylb utyrylcarnitine (C5)/Propionylcarnitine (C3) [Molar ratio] in Dried blood spot | Numeric
1457 | 62309-0 | Text | Krabbe disease newborn screening comment- discussion | Text
1458 | 62307-4 | Order Only | Krabbe disease newborn screening panel | Order Only
1459 | 45217-7 | Numeric | Linoleoylcarnitine (C18:2) [Moles/volume] in Dried blood spot | Numeric
1460 | 47689-5 | Numeric | Lysine [Moles/volume] in Dried blood spot | Numeric
1461 | 62303-3 | Text | Lysosomal storage disorders newborn screening comment- discussion | Text
1462 | 62300-9 | Order Only | Lysosomal storage disorders newborn screening panel | Order Only
1463 | 75212-1 | Numeric | Malonylcarnitine (C3- DC)/Decanoylcarnitine (C10) [Molar ratio] in Dried blood spot | Numeric
1464 | 67708-8 | Numeric | Malonylcarnitine (C3- DC)+3-Hydroxybutyrylcarnitine (C4-OH) [Moles/volume] in Dried blood spot | Numeric
1465 | 54462-7 | Numeric | Malonylcarnitine (C3-DC) [Moles/volume] in Dried blood spot | Numeric
1466 | 55827-0 | Numeric | Malonylcarnitine (C3-DC) [Moles/volume] in Dried blood spot | Numeric
1467 | 58230-4 | Text | Maple syrup urine disease newborn screening comment-discussion | Text
1468 | 47700-0 | Numeric | Methionine [Moles/volume] in Dried blood spot | Numeric
1469 | 53397-6 | Numeric | Methionine/Alloisoleucine+I soleucine+Leucine+ Hydroxyproline [Molar ratio] in Dried blood spot | Numeric
1470 | 53156-6 | Numeric | Methionine/Phenylalanine [Molar ratio] in Dried blood spot | Numeric
1471 | 53187-1 | Numeric | Methylglutarylcarnitine (C6- DC) [Moles/volume] in Dried blood spot | Numeric
1472 | 45222-7 | Numeric | Methylmalonylcarnitine (C4-DC) [Moles/volume] in Dried blood spot | Numeric
1473 | 53181-4 | Numeric | Methylmalonylcarnitine (C4-DC)/3-Hydroxyisovalerylcarnitine (C5-OH) [Molar ratio] in Dried blood spot | Numeric
1474 | 67709-6 | Numeric | Methylmalonylcarnitine (C4-DC)+3-Hydroxyisovalerylcarnitine (C5-OH) [Moles/volume] in Dried blood spot | Numeric
1475 | 79565-8 | Text | Mucopolysaccharidosis type I newborn screening comment-discussion | Text
1476 | 79563-3 | Order Only | Mucopolysaccharidosis type I newborn screening panel | Order Only
1477 | 73741-1 | Order Only | Newborn hearing screen panel of Ear - left | Order Only
1478 | 73744-5 | Order Only | Newborn hearing screen panel of Ear - right | Order Only
1479 | 54111-0 | Order Only | Newborn hearing screening panel | Order Only
1480 | 57717-1 | Order Only | Newborn screen card data panel | Order Only
1481 | 54089-8 | Order Only | Newborn screening panel American Health Information Community (AHIC) | Order Only
1482 | 69969-4 | Text | Newborn screening report overall laboratory comment | Text
1483 | 57128-1 | Order Only | Newborn Screening Report summary panel | Order Only
1484 | 57724-7 | Text | Newborn screening short narrative summary | Text
1485 | 57794-0 | Order Only | Newborn screening test results panel - Dried blood spot | Order Only
1486 | 73738-7 | Order Only | Newborn screening test results panel - Point of Care | Order Only
1487 | 62319-9 | Text | Niemann Pick disease A/B newborn screening comment-discussion | Text
1488 | 62315-7 | Order Only | Niemann Pick disease A/B newborn screening panel | Order Only
1489 | 57714-8 | Numeric | Obstetric estimation of gestational age | Numeric
1490 | 53175-6 | Numeric | Octanoylcarnitine (C8) [Moles/volume] in Dried blood spot | Numeric
1491 | 53176-4 | Numeric | Octanoylcarnitine (C8)/Acetylcarnitine (C2) [Molar ratio] in Dried blood spot | Numeric
1492 | 53177-2 | Numeric | Octanoylcarnitine (C8)/Decanoylcarnitine (C10) [Molar ratio] in Dried blood spot | Numeric
1493 | 53174-9 | Numeric | Octenoylcarnitine (C8:1) [Moles/volume] in Dried blood spot | Numeric
1494 | 53202-8 | Numeric | Oleoylcarnitine (C18:1) [Moles/volume] in Dried blood spot | Numeric
1495 | 57085-3 | Order Only | Organic acid newborn screen panel | Order Only
1496 | 57708-0 | Text | Organic acidemias defects newborn screening comment-discussion | Text
1497 | 75215-4 | Numeric | Ornithine/Citrulline [Molar ratio] in Dried blood spot | Numeric
1498 | 67705-4 | Text | Other feeding types Narrative | Text
1499 | 67703-9 | Text | Other infant factors that affect newborn screening interpretation Narrative | Text
1500 | 67707-0 | Text | Other maternal factors that affect newborn screening interpretation Narrative | Text
1501 | 59418-4 | Numeric | Oxygen saturation in Blood Postductal by Pulse oximetry | Numeric
1502 | 59407-7 | Numeric | Oxygen saturation in Blood Preductal by Pulse oximetry | Numeric
1503 | 73804-7 | Text | Oxygen saturation sensor name | Text
1504 | 73802-1 | Text | Oxygen saturation sensor wrap name | Text
1505 | 73800-5 | Text | Oxygen saturation sensor wrap size | Text
1506 | 73696-7 | Numeric | Oxygen saturation.preductal- oxygen saturation.postductal [Mass fraction difference] in Bld.preductal and Bld.postductal | Numeric
1507 | 53198-8 | Numeric | Palmitoleylcarnitine (C16:1) [Moles/volume] in Dried blood spot | Numeric
1508 | 53199-6 | Numeric | Palmitoylcarnitine (C16) [Moles/volume] in Dried blood spot | Numeric
1509 | 73794-0 | Numeric | Perfusion index Blood Postductal Pulse oximetry | Numeric
1510 | 73798-1 | Numeric | Perfusion index Blood Preductal Pulse oximetry | Numeric
1511 | 29573-3 | Numeric | Phenylalanine [Moles/volume] in Dried blood spot | Numeric
1512 | 35572-7 | Numeric | Phenylalanine/Tyrosine [Molar ratio] in Dried blood spot | Numeric
1513 | 58231-2 | Text | Phenylketonuria and variants/Biopterin defects newborn screening comment-discussion | Text
1514 | 63416-2 | Text | Pompe disease newborn screening comment- discussion | Text
1515 | 63414-7 | Order Only | Pompe disease newborn screening panel | Order Only
1516 | 62323-1 | Text | Post-discharge provider ID [Identifier] | Text
1517 | 62324-9 | Text | Post-discharge provider name in Provider | Text
1518 | 62327-2 | XAD | Post-discharge provider practice address | XAD
1519 | 62325-6 | Text | Post-discharge provider practice ID | Text
1520 | 62326-4 | Text | Post-discharge provider practice name | Text
1521 | 62328-0 | XTN | Post-discharge provider practice telephone number | XTN
1522 | 47732-3 | Numeric | Proline [Moles/volume] in Dried blood spot | Numeric
1523 | 53392-7 | Numeric | Proline/Phenylalanine [Molar ratio] in Dried blood spot | Numeric
1524 | 53160-8 | Numeric | Propionylcarnitine (C3) [Moles/volume] in Dried blood spot | Numeric
1525 | 53163-2 | Numeric | Propionylcarnitine (C3)/Acetylcarnitine (C2) [Molar ratio] in Dried blood spot | Numeric
1526 | 53162-4 | Numeric | Propionylcarnitine (C3)/Carnitine.free (C0) [Molar ratio] in Dried blood spot | Numeric
1527 | 53161-6 | Numeric | Propionylcarnitine (C3)/Methionine [Molar ratio] in Dried blood spot | Numeric
1528 | 53164-0 | Numeric | Propionylcarnitine (C3)/Palmitoylcarnitine (C16) [Molar ratio] in Dried blood spot | Numeric
1529 | 75211-3 | Numeric | Propionylcarnitine (C3)+Palmitoylcarnitine (C16) [Moles/volume] in Dried blood spot | Numeric
1530 | 47742-2 | Numeric | Serine [Moles/volume] in Dried blood spot | Numeric
1531 | 62333-0 | Order Only | Severe combined immunodeficiency (SCID) newborn screening panel | Order Only
1532 | 62322-3 | Text | Severe combined immunodeficiency newborn screening comment- discussion | Text
1533 | 57716-3 | Text | State printed on filter paper card [Identifier] in NBS card | Text
1534 | 53241-6 | Numeric | Stearoylcarnitine (C18) [Moles/volume] in Dried blood spot | Numeric
1535 | 53400-8 | Numeric | Stearoylcarnitine (C18)/Propionylcarnitine (C3) [Molar ratio] in Dried blood spot | Numeric
1536 | 53231-7 | Numeric | Succinylacetone [Moles/volume] in Dried blood spot | Numeric
1537 | 62320-7 | Numeric | T-cell receptor excision circle [#/volume] in Dried blood spot by Probe and target amplification method | Numeric
1538 | 53190-5 | Numeric | Tetradecadienoylcarnitine (C14:2) [Moles/volume] in Dried blood spot | Numeric
1539 | 53192-1 | Numeric | Tetradecanoylcarnitine (C14) [Moles/volume] in Dried blood spot | Numeric
1540 | 53191-3 | Numeric | Tetradecenoylcarnitine (C14:1) [Moles/volume] in Dried blood spot | Numeric
1541 | 53193-9 | Numeric | Tetradecenoylcarnitine (C14:1)/Acetylcarnitine (C2) [Molar ratio] in Dried blood spot | Numeric
1542 | 53194-7 | Numeric | Tetradecenoylcarnitine (C14:1)/Dodecenoylcarnitin e (C12:1) [Molar ratio] in Dried blood spot | Numeric
1543 | 53195-4 | Numeric | Tetradecenoylcarnitine (C14:1)/Palmitoylcarnitine (C16) [Molar ratio] in Dried blood spot | Numeric
1544 | 70159-9 | Numeric | Tetradecenoylcarnitine (C14:1)/Tetradecanoylcarni tine (C14) [Molar ratio] in Dried blood spot | Numeric
1545 | 47784-4 | Numeric | Threonine [Moles/volume] in Dried blood spot | Numeric
1546 | 54090-6 | Order Only | Thyroid newborn screening panel | Order Only
1547 | 29575-8 | Numeric | Thyrotropin [Units/volume] in Dried blood spot | Numeric
1548 | 31144-9 | Numeric | Thyroxine (T4) [Mass/volume] in Dried blood spot | Numeric
1549 | 53170-7 | Numeric | Tiglylcarnitine (C5:1) [Moles/volume] in Dried blood spot | Numeric
1550 | 48633-2 | Numeric | Trypsinogen I Free [Mass/volume] in Dried blood spot | Numeric
1551 | 53159-0 | Numeric | Tryptophan [Moles/volume] in Dried blood spot | Numeric
1552 | 35571-9 | Numeric | Tyrosine [Moles/volume] in Dried blood spot | Numeric
1553 | 57723-9 | Text | Unique bar code number of Current sample | Text
1554 | 57711-4 | Text | Unique bar code number of Initial sample | Text
1555 | 47799-2 | Numeric | Valine [Moles/volume] in Dried blood spot | Numeric
1556 | 53151-7 | Numeric | Valine/Phenylalanine [Molar ratio] in Dried blood spot | Numeric
1557 | 85268-1 | Text | X-linked Adrenoleukodystrophy (X- ALD) newborn screening comment-discussion | Text
1558 | 85267-3 | Order Only | X-linked Adrenoleukodystrophy (X- ALD) newborn screening panel | Order Only
1559 | MSH-15 | ID | Accept Acknowledgment Type | HL70155_USL | Accept Acknowledgment Type |  |  | AL | Always | HL70155 | AL | 2.5.1 | Note that there are constraints on combinations of MSH-15 and MSH-16 in the same message that are described further in each IG. | R | LRI-ORU
1560 | MSH-15 | ID | Accept Acknowledgment Type | HL70155_USL | Accept Acknowledgment Type |  |  | NE | Never | HL70155 | NE | 2.5.1 |  | P | LRI-ORU
1561 | MSH-16 | ID | Application Acknowledgment Type | HL70155_USL | Application Acknowledgment Type |  |  | AL | Always | HL70155 | AL | 2.5.1 | Note that there are constraints on combinations of MSH-15 and MSH-16 in the same message that are described further in each IG. | R | LRI-ORU
1562 | MSH-16 | ID | Application Acknowledgment Type | HL70155_USL | Application Acknowledgment Type |  |  | ER | Error/reject conditions only | HL70155 | ER | 2.5.1 |  | P | LRI-ORU
1563 | NK1-3 | CWE | Relationship | HL70063_USL | Relationship |  |  | SEL | Self | HL70063 | SEL^Self^HL70063 | 2.5.1 |  | P | LOI
1564 | NK1-3 | CWE | Relationship | HL70063_USL | Relationship |  |  | SPO | Spouse | HL70063 | SPO^Spouse^HL70063 | 2.5.1 |  | P | LOI
1565 | NK1-3 | CWE | Relationship | HL70063_USL | Relationship |  |  | DOM | Life partner | HL70063 | DOM^Life partner^HL70063 | 2.5.1 |  | P | LOI
1566 | NK1-3 | CWE | Relationship | HL70063_USL | Relationship |  |  | CHD | Child | HL70063 | CHD^Child^HL70063 | 2.5.1 |  | P | LOI
1567 | NK1-3 | CWE | Relationship | HL70063_USL | Relationship |  |  | GCH | Grandchild | HL70063 | GCH^Grandchild^HL70063 | 2.5.1 |  | P | LOI
1568 | NK1-3 | CWE | Relationship | HL70063_USL | Relationship |  |  | NCH | Natural child | HL70063 | NCH^Natural child^HL70063 | 2.5.1 |  | P | LOI
1569 | NK1-3 | CWE | Relationship | HL70063_USL | Relationship |  |  | SCH | Stepchild | HL70063 | SCH^Stepchild^HL70063 | 2.5.1 |  | P | LOI
1570 | NK1-3 | CWE | Relationship | HL70063_USL | Relationship |  |  | FCH | Foster child | HL70063 | FCH^Foster child^HL70063 | 2.5.1 |  | P | LOI
1571 | NK1-3 | CWE | Relationship | HL70063_USL | Relationship |  |  | DEP | Handicapped dependent | HL70063 | DEP^Handicapped dependent^HL70063 | 2.5.1 |  | P | LOI
1572 | NK1-3 | CWE | Relationship | HL70063_USL | Relationship |  |  | WRD | Ward of court | HL70063 | WRD^Ward of court^HL70063 | 2.5.1 |  | P | LOI
1573 | NK1-3 | CWE | Relationship | HL70063_USL | Relationship |  |  | PAR | Parent | HL70063 | PAR^Parent^HL70063 | 2.5.1 |  | R | LOI
1574 | NK1-3 | CWE | Relationship | HL70063_USL | Relationship |  |  | MTH | Mother | HL70063 | MTH^Mother^HL70063 | 2.5.1 |  | R | LOI
1575 | NK1-3 | CWE | Relationship | HL70063_USL | Relationship |  |  | FTH | Father | HL70063 | FTH^Father^HL70063 | 2.5.1 |  | R | LOI
1576 | NK1-3 | CWE | Relationship | HL70063_USL | Relationship |  |  | CGV | Care giver | HL70063 | CGV^Care giver^HL70063 | 2.5.1 |  | P | LOI
1577 | NK1-3 | CWE | Relationship | HL70063_USL | Relationship |  |  | GRD | Guardian | HL70063 | GRD^Guardian^HL70063 | 2.5.1 |  | R | LOI
1578 | NK1-3 | CWE | Relationship | HL70063_USL | Relationship |  |  | GRP | Grandparent | HL70063 | GRP^Grandparent^HL70063 | 2.5.1 |  | P | LOI
1579 | NK1-3 | CWE | Relationship | HL70063_USL | Relationship |  |  | EXF | Extended family | HL70063 | EXF^Extended family^HL70063 | 2.5.1 |  | P | LOI
1580 | NK1-3 | CWE | Relationship | HL70063_USL | Relationship |  |  | SIB | Sibling | HL70063 | SIB^Sibling^HL70063 | 2.5.1 |  | P | LOI
1581 | NK1-3 | CWE | Relationship | HL70063_USL | Relationship |  |  | BRO | Brother | HL70063 | BRO^Brother^HL70063 | 2.5.1 |  | P | LOI
1582 | NK1-3 | CWE | Relationship | HL70063_USL | Relationship |  |  | SIS | Sister | HL70063 | SIS^Sister^HL70063 | 2.5.1 |  | P | LOI
1583 | NK1-3 | CWE | Relationship | HL70063_USL | Relationship |  |  | FND | Friend | HL70063 | FND^Friend^HL70063 | 2.5.1 |  | P | LOI
1584 | NK1-3 | CWE | Relationship | HL70063_USL | Relationship |  |  | OAD | Other adult | HL70063 | OAD^Other adult^HL70063 | 2.5.1 |  | P | LOI
1585 | NK1-3 | CWE | Relationship | HL70063_USL | Relationship |  |  | EME | Employee | HL70063 | EME^Employee^HL70063 | 2.5.1 |  | P | LOI
1586 | NK1-3 | CWE | Relationship | HL70063_USL | Relationship |  |  | EMR | Employer | HL70063 | EMR^Employer^HL70063 | 2.5.1 |  | R | LOI
1587 | NK1-3 | CWE | Relationship | HL70063_USL | Relationship |  |  | ASC | Associate | HL70063 | ASC^Associate^HL70063 | 2.5.1 |  | P | LOI
1588 | NK1-3 | CWE | Relationship | HL70063_USL | Relationship |  |  | EMC | Emergency contact | HL70063 | EMC^Emergency contact^HL70063 | 2.5.1 |  | P | LOI
1589 | NK1-3 | CWE | Relationship | HL70063_USL | Relationship |  |  | OWN | Owner | HL70063 | OWN^Owner^HL70063 | 2.5.1 |  | P | LOI
1590 | NK1-3 | CWE | Relationship | HL70063_USL | Relationship |  |  | TRA | Trainer | HL70063 | TRA^Trainer^HL70063 | 2.5.1 |  | P | LOI
1591 | NK1-3 | CWE | Relationship | HL70063_USL | Relationship |  |  | MGR | Manager | HL70063 | MGR^Manager^HL70063 | 2.5.1 |  | P | LOI
1592 | NK1-3 | CWE | Relationship | HL70063_USL | Relationship |  |  | NON | None | HL70063 | NON^None^HL70063 | 2.5.1 |  | P | LOI
1593 | NK1-3 | CWE | Relationship | HL70063_USL | Relationship |  |  | UNK | Unknown | HL70063 | UNK^Unknown^HL70063 | 2.5.1 |  | R | LOI
1594 | NK1-3 | CWE | Relationship | HL70063_USL | Relationship |  |  | OTH | Other | HL70063 | OTH^Other^HL70063 | 2.5.1 |  | R | LOI
1595 | OBX-30 | ID | Observation Identifier | Logical Observation Identification Name and Codes (LOINC) | Observation Identifier
1596 | PID-30 | ID | Patient Death Indicator | HL70136_USL | Yes/No Indicator |  |  | Y | Yes | HL70136 | Y | 2.5.1 |  | R | LRI_NDBS
1597 | PID-30 | ID | Patient Death Indicator | HL70136_USL | Yes/No Indicator |  |  | N | No | HL70136 | N | 2.5.1 |  | R | LRI_NDBS
1598 | 38478-4 | Ordinal | Biotinidase [Presence] in Dried blood spot
1599 | 54083-1 | Text/Coded | CFTR gene mutations found [Identifier] in Dried blood spot Nominal
1600 | 33288-2 | Ordinal | Galactose 1 phosphate uridyl transferase [Presence] in Dried blood spot
1601 | 33287-4 | Ordinal | Glucose-6-Phosphate dehydrogenase [Presence] in Dried blood spot
1602 | 54086-4 | Ordinal | HIV 1+2 IgG Ab [Presence] in Dried blood spot
1603 | 73793-2 | Coded | Signal quality Blood Postductal Pulse oximetry
1604 | 73797-3 | Coded | Signal quality Blood Preductal Pulse oximetry
1605 | 54087-2 | Ordinal | Toxoplasma gondii IgG Ab [Presence] in Dried blood spot
1606 | 54088-0 | Ordinal | Toxoplasma gondii IgM Ab [Presence] in Dried blood spot

## Template
Row counter | Display | Panel | Panel LOINC | Segment | Location | Segment | Sequence | OBX-3 | OBX-5 | OBR-4 | Element Name | Element Name | DT | Usage | Cardinality | Value Set | Description/Comments | Input | Expected value | Message value | Compare | Notes and Comments
1 |  |  |  | MSH | [15 empty] | Message_Input
2 |  | MSH | MSH | MSH | MSH | MSH | MSH | MSH | MSH | MSH | MSH | MSH | MSH | MSH | MSH | MSH | MSH | MSH | MSH | MSH | MSH
3 | No |  |  | MSH | 1 | MSH | 1 |  |  |  | Field Separator | Field Separator | ST | R | [1..1] |  |  |  | 0 | 0 | Match
4 |  |  |  | MSH | 2 | MSH | 2 |  |  |  | Encoding Characters | Encoding Characters | ST | R | [1..1] |  |  | ^~\& | ^~\& | ^~\& | Match
5 |  |  |  | MSH | 3 | MSH | 3 |  |  |  | Sending Application | Sending Application | Varies | Varies | Varies | HL70361_USL | GU data type: HD_01 NG data type: HD_02 LRI_PH_Component Usage: ‘R’; Cardinality: [1..1] All other profiles Usage: RE’; Cardinality: [0..1] | VA StarLIMSv10 Prod^2.16.840.1.114222.4.3.3.2.2.4^ISO | VA StarLIMSv10 Prod^2.16.840.1.114222.4.3.3.2.2.4^ISO | VA StarLIMSv10 Prod^2.16.840.1.114222.4.3.3.2.2.4^ISO | Match
6 |  |  |  | MSH | 4 | MSH | 4 |  |  |  | Sending Facility | Sending Facility | Varies | R | [1..1] | HL70362_USL | GU data type: HD_01 NG data type: HD_02 LRI_PH_Component: HD_03 This facility will receive any related acknowledgment message. | VA PHL Richmond^2.16.840.1.114222.4.1.9977^ISO | VA PHL Richmond^2.16.840.1.114222.4.1.9977^ISO | VA PHL Richmond^2.16.840.1.114222.4.1.9977^ISO | Match
7 |  |  |  | MSH | 5 | MSH | 5 |  |  |  | Receiving Application | Receiving Application | Varies | Varies | Varies |  | GU data type: HD_01 NG data type: HD_02 LRI_NDBS_Component Usage: ‘RE’; Cardinality: [0..1] LRI_PH_Component Usage: ‘R’ Usage for all other components: ‘O’ | ReceivingApplicationName^2.16.840.1.114222.XXX^ISO | ReceivingApplicationName^2.16.840.1.114222.XXX^ISO | ReceivingApplicationName^2.16.840.1.114222.XXX^ISO | Match
8 |  |  |  | MSH | 6 | MSH | 6 |  |  |  | Receiving Facility | Receiving Facility | Varies | Varies | Varies | HL70362_USL | GU data type: HD_01 NG data type: HD_02 LRI_NDBS_Component and LRI_PH_Component Usage: ‘R’; Cardinality: [1..1] Usage for all other components: ‘RE’; Cardinality: [0..1] This facility originates any related acknowledgment message. | ReceivingFacilityName^2.16.840.1.114222.XXX^ISO | ReceivingFacilityName^2.16.840.1.114222.XXX^ISO | ReceivingFacilityName^2.16.840.1.114222.XXX^ISO | Match
9 |  |  |  | MSH | 7 | MSH | 7 |  |  |  | Date/Time Of Message | Date/Time Of Message | Varies | R | [1..1] |  | LAB_TO_Component Data Type: ‘TS_11’ All other profiles Data Type: ‘TS_10’ If the time zone offset is included in MSH-7 it becomes the default time zone for the message instance and applies to all other date/time fields in that same message instance where a time zone offset is not valued, except as otherwise indicated through the use of the LAB_TO_Component profile as defined in Section 6.3.9 in MSH-21 (Message Profile Identifier). | 2017-02-28 12:54 | 20170228125400-0500 | 20170228125400-0500 | Match
10 | No |  |  | MSH | 8 | MSH | 8 |  |  |  | Security | Security |  | Varies |  |  | LRI_NDBS_Component Usage: ‘X’ Usage for all other components: ‘O’ |  | 0 | 0 | Match
11 |  |  |  | MSH | 9 | MSH | 9 |  |  |  | Message Type | Message Type | MSG_01 | R | [1..1] |  |  | ORU^R01^ORU_R01 | ORU^R01^ORU_R01 | ORU^R01^ORU_R01 | Match
12 |  |  |  | MSH | 10 | MSH | 10 |  |  |  | Message Control ID | Message Control ID | ST | R | [1..1] |  | String that identifies the message instance from the sending application. Example formats for message control IDs include GUID, timestamp plus sequence number, OID plus sequence number or sequence number. The important point is that care must be taken to ensure that the message control id is unique within the system originating the message. | MessageControlID | MessageControlID | MessageControlID | Match
13 |  |  |  | MSH | 11 | MSH | 11 |  |  |  | Processing ID | Processing ID | PT_01 | R | [1..1] |  |  | T | T | T | Match
14 |  |  |  | MSH | 12 | MSH | 12 |  |  |  | Version ID | Version ID | VID_01 | R | [1..1] |  | HL7 version number used to interpret format and content of the message. Note that receivers must examine MSH-21 (Message Profile Identifier) to understand which message profile the message instance conforms with. | 2.5.1 | 2.5.1 | 2.5.1 | Match
15 | No |  |  | MSH | 13 | MSH | 13 |  |  |  | Sequence Number | Sequence Number |  | Varies |  |  | LRI_NDBS_Component Usage: ‘X’ Usage for all other components: ‘O’ |  | 0 | 0 | Match
16 | No |  |  | MSH | 14 | MSH | 14 |  |  |  | Continuation Pointer | Continuation Pointer |  | Varies |  |  | LRI_NDBS_Component Usage: ‘X’ Usage for all other components: ‘O’ |  | 0 | 0 | Match
17 |  |  |  | MSH | 15 | MSH | 15 |  |  |  | Accept Acknowledgment Type | Accept Acknowledgment Type | ID | R | [1..1] | HL70155_USL | The value set constraints are described in Sections 7.2.2 for the ORU 7.2.4 for the Accept Acknowledgement, and 7.2.3 for the Application Acknowledgment. | Always | AL | AL | Match
18 |  |  |  | MSH | 16 | MSH | 16 |  |  |  | Application Acknowledgment Type | Application Acknowledgment Type | ID | R | [1..1] | HL70155_USL | The value set constraints are described in Sections 7.2.2 for the ORU 7.2.4 for the Accept Acknowledgement, and 7.2.3 for the Application Acknowledgment. | Error/reject conditions only | ER | ER | Match
19 | No |  |  | MSH | 17 | MSH | 17 |  |  |  | Country Code | Country Code |  | Varies |  |  | LRI_NDBS_Component Usage: ‘X’ Usage for all other components: ‘O’ |  | 0 | 0 | Match
20 | No |  |  | MSH | 18 | MSH | 18 |  |  |  | Character Set | Character Set |  | Varies |  |  | LRI_NDBS_Component Usage: ‘X’ Usage for all other components: ‘O’ |  | 0 | 0 | Match
21 | No |  |  | MSH | 19 | MSH | 19 |  |  |  | Principal Language Of Message | Principal Language Of Message |  | Varies |  |  | LRI_NDBS_Component Usage: ‘X’ Usage for all other components: ‘O’ |  | 0 | 0 | Match
22 | No |  |  | MSH | 20 | MSH | 20 |  |  |  | Alternate Character Set Handling Scheme | Alternate Character Set Handling Scheme |  | Varies |  |  | LRI_NDBS_Component Usage: ‘X’ Usage for all other components: ‘O’ |  | 0 | 0 | Match
23 |  |  |  | MSH | 21 | MSH | 21 |  |  |  | Message Profile Identifier | Message Profile Identifier | EI_01 | R | [1..*] |  | The sender asserts that the message conforms to a given profile and/or valid combination of components. | LRI_NG_FRN_Profile^^2.16.840.1.113883.9.195.3.4^ISO~LRI_NDBS_Component^^2.16.840.1.113883.9.195.3.6^ISO | LRI_NG_FRN_Profile^^2.16.840.1.113883.9.195.3.4^ISO~LRI_NDBS_Component^^2.16.840.1.113883.9.195.3.6^ISO | LRI_NG_FRN_Profile^^2.16.840.1.113883.9.195.3.4^ISO~LRI_NDBS_Component^^2.16.840.1.113883.9.195.3.6^ISO | Match
24 | No | SFT | SFT | SFT | SFT | [6 empty] | SFT | [5 empty] | SFT | SFT | SFT | SFT
25 | No |  |  | SFT | 1 | SFT | 1 |  |  |  | Software Vendor Organization | Software Vendor Organization | XON | R | [1..1] |  |  |  | 0 | Not found
26 | No |  |  | SFT | 2 | SFT | 2 |  |  |  | Software Certified Version or Release Number | Software Certified Version or Release Number | ST | R | [1..1] |  |  |  | 0 | Not found
27 | No |  |  | SFT | 3 | SFT | 3 |  |  |  | Software Product Name | Software Product Name | ST | R | [1..1] |  |  |  | 0 | Not found
28 | No |  |  | SFT | 4 | SFT | 4 |  |  |  | Software Binary ID | Software Binary ID | ST | R | [1..1] |  |  |  | 0 | Not found
29 | No |  |  | SFT | 5 | SFT | 5 |  |  |  | Software Product Information | Software Product Information |  | O |  |  |  |  | 0 | Not found
30 | No |  |  | SFT | 6 | SFT | 6 |  |  |  | Software Install Date | Software Install Date |  | O |  |  |  |  | 0 | Not found
31 |  | PID | PID | PID | PID | [6 empty] | PID | [5 empty] | PID | PID | PID | PID
32 |  |  |  | PID | 1 | PID | 1 |  |  |  | Set ID – PID | Set ID – PID | SI | R | [1..1] |  |  | 1 | 1 | 1 | Match
33 | No |  |  | PID | 2 | PID | 2 |  |  |  | Patient ID | Patient ID |  | X |  |  | Excluded for this Implementation Guide, see Section 1.3.1. |  | 0 | 0 | Match
34 |  |  |  | PID | 3 | PID | 3 |  |  |  | Patient Identifier List | Patient Identifier List | Varies | R | [1..*] |  | GU data type: CX_01 NG data type: CX_02 |  | 0 | 987654321^^^HospitalSystem&2.16.840.1.114222.XXX&ISO^MR
35 | No |  |  | PID | 4 | PID | 4 |  |  |  | Alternate Patient ID – PID | Alternate Patient ID – PID |  | X |  |  | Excluded for this Implementation Guide, see Section 1.3.1. |  | 0 | 0 | Match
36 |  |  |  | PID | 5 | PID | 5 |  |  |  | Patient Name | Patient Name | Varies | R | [1..1] |  | LRI_NDBS_Component Data type: XPN_02 Data type for all other components: XPN_01 | ONE^TESTCASE | ONE^TESTCASE | ONE^TESTCASE | Match
37 |  |  |  | PID | 6 | PID | 6 |  |  |  | Mother’s Maiden Name | Mother’s Maiden Name | Varies | Varies | Varies |  | LRI_PH_Component Data Type: ‘XPN_01’; Usage: ‘RE’; Cardinality [0..1] Usage for all other components: ‘O’ | MOMMAIDENONE | MOMMAIDENONE | MOMMAIDENONE | Match
38 |  |  |  | PID | 7 | PID | 7 |  |  |  | Date/Time of Birth | Date/Time of Birth | Varies | RE | [0..1] |  | LAB_NB_Component Data Type: TS_02 LRI_NDBS_Component Data Type: TS_06 All other components Data Type: TS_01 | 2017-02-21 01:52 | 201702210152-0500 | 201702210152-0500 | Match
39 |  |  |  | PID | 8 | PID | 8 |  |  |  | Administrative Sex | Administrative Sex | IS | R | [1..1] | HL70001_USL |  | Female | F | F | Match
40 | No |  |  | PID | 9 | PID | 9 |  |  |  | Patient Alias | Patient Alias |  | X |  |  | Excluded for this Implementation Guide, see Section 1.3.1. |  | 0 | 0 | Match
41 |  |  |  | PID | 10 | PID | 10 |  |  |  | Race | Race | Varies | RE | [0..*] | HL70005_USL | LRI_PH_Component Data Type: ‘CWE_03’ All other profiles Data Type: ‘CWE_02’ Note that state and/or national regulations may dictate other behaviors, e.g., may prohibit the collection of this data. The PID-10 (Race) value is provided for demographic/billing purposes, not clinical use. | White | 2106-3^White^HL70005 | 2106-3^White^HL70005 | Match
42 |  |  |  | PID | 11 | PID | 11 |  |  |  | Patient Address | Patient Address | Varies | Varies | [0..*] |  | LRI_PH_Component Usage: ‘RE’; Data Type: ‘XAD_01’ All other profiles Usage: ‘O’ | 1776 Main Street^^Richmond^VA^23219 | 1776 Main Street^^Richmond^VA^23219 | 1776 Main Street^^Richmond^VA^23219 | Match
43 | No |  |  | PID | 12 | PID | 12 |  |  |  | County Code | County Code |  | X |  |  | Excluded for this Implementation Guide, see Section 1.3.1. |  | 0 | 0 | Match
44 |  |  |  | PID | 13 | PID | 13 |  |  |  | Phone Number – Home | Phone Number – Home | Varies | Varies | Varies |  | LRI_PH_Component Usage: ‘RE’; Data Type: ‘XTN_01’; Cardinality: [0..*] Usage for all other components: ‘O’ | 8045693861 | ^^^^^804^5693861 | ^^^^^804^5693861 | Match
45 | No |  |  | PID | 14 | PID | 14 |  |  |  | Phone Number – Business | Phone Number – Business | Varies | Varies | Varies |  | LRI_NDBS_Component Usage: ‘X’ LRI_PH_Component Usage: ‘RE’; Data Type: ‘XTN_01’; Cardinality [0..*] Usage for all other components: ‘O’ |  | 0 | 0 | Match
46 | No |  |  | PID | 15 | PID | 15 |  |  |  | Primary Language | Primary Language |  | Varies | Varies |  | LRI_NDBS_Component Usage: ‘X’ Usage for all other components: ‘O’ |  | 0 | 0 | Match
47 | No |  |  | PID | 16 | PID | 16 |  |  |  | Marital Status | Marital Status |  | Varies | Varies |  | LRI_NDBS_Component Usage: ‘X’ Usage for all other components: ‘O’ |  | 0 | 0 | Match
48 | No |  |  | PID | 17 | PID | 17 |  |  |  | Religion | Religion |  | Varies | Varies |  | LRI_NDBS_Component Usage: ‘X’ Usage for all other components: ‘O’ |  | 0 | 0 | Match
49 | No |  |  | PID | 18 | PID | 18 |  |  |  | Patient Account Number | Patient Account Number | Varies | RE | [0..1] |  | GU data type: CX_01 NG data type: CX_02 |  | 0 | 0 | Match
50 | No |  |  | PID | 19 | PID | 19 |  |  |  | SSN Number – Patient | SSN Number – Patient |  | X |  |  | Excluded for this Implementation Guide, see Section 1.3.1. |  | 0 | 0 | Match
51 | No |  |  | PID | 20 | PID | 20 |  |  |  | Driver’s License Number – Patient | Driver’s License Number – Patient |  | X |  |  | Excluded for this Implementation Guide, see Section 1.3.1. |  | 0 | 0 | Match
52 | No |  |  | PID | 21 | PID | 21 |  |  |  | Mother’s Identifier | Mother’s Identifier |  | Varies | Varies |  | LRI_NDBS_Component Usage: ‘X’ Usage for all other components: ‘O’ |  | 0 | 0 | Match
53 |  |  |  | PID | 22 | PID | 22 |  |  |  | Ethnic Group | Ethnic Group | Varies | Varies | [0..*] | HL70189_USL | LRI_PH_Component Data Type: ‘CWE_03’; Usage: ‘RE’, Value Set: 'HL70189_USL' remove 'HL70189_USL' from column Value set Usage for all other components: ‘O’ | Not Hispanic or Latino | N^Not Hispanic or Latino^HL70189 | N^Not Hispanic or Latino^HL70189 | Match
54 | No |  |  | PID | 23 | PID | 23 |  |  |  | Birth Place | Birth Place |  | Varies | Varies |  | LRI_NDBS_Component Usage: ‘X’ Usage for all other components: ‘O’ |  | 0 | 0 | Match
55 |  |  |  | PID | 24 | PID | 24 |  |  |  | Multiple Birth Indicator | Multiple Birth Indicator | Varies | Varies | Varies |  | LRI_NDBS_Component Data Type: ‘ID’; Usage: ‘RE’; Cardinality: [0..1]; Value set: HL70136_USL Usage for all other components: ‘O’ | N | N | N | Match
56 |  |  |  | PID | 25 | PID | 25 |  |  |  | Birth Order | Birth Order |  | Varies | Varies |  | LRI_NDBS_Component Data Type: ‘NM’; Usage: ‘RE’; Cardinality: [0..1] Usage for all other components: ‘O’ | 1 | 1 | 1 | Match
57 | No |  |  | PID | 26 | PID | 26 |  |  |  | Citizenship | Citizenship |  | Varies | Varies |  | LRI_NDBS_Component Usage: ‘X’ Usage for all other components: ‘O’ |  | 0 | 0 | Match
58 | No |  |  | PID | 27 | PID | 27 |  |  |  | Veterans Military Status | Veterans Military Status |  | Varies | Varies |  | LRI_NDBS_Component Usage: ‘X’ Usage for all other components: ‘O’ |  | 0 | 0 | Match
59 | No |  |  | PID | 28 | PID | 28 |  |  |  | Nationality | Nationality |  | X |  |  | Excluded for this Implementation Guide, see Section 1.3.1. |  | 0 | 0 | Match
60 | No |  |  | PID | 29 | PID | 29 |  |  |  | Patient Death Date and Time | Patient Death Date and Time | Varies | Varies | Varies |  | LRI_PH_Component Data Type: ‘TS_02’ Usage: ‘C(RE/X)’; Cardinality: [0..1] Condition Predicate: If PID-30 (Patient Death Indicator) is valued ‘Y’. Usage for all other components: ‘O’ |  | 0 | 0 | Match
61 | No |  |  | PID | 30 | PID | 30 |  |  |  | Patient Death Indicator | Patient Death Indicator | Varies | Varies | Varies | Varies | LRI_PH_Component Data Type: ‘ID’; Usage: ‘RE’; Cardinality: [0..1], Value Set: HL70136_USL Usage for all other components: ‘O’ |  |  | 0
62 | No |  |  | PID | 31 | PID | 31 |  |  |  | Identity Unknown Indicator | Identity Unknown Indicator |  | Varies |  |  | LRI_NDBS_Component Usage: ‘X’ Usage for all other components: ‘O’ |  | 0 | 0 | Match
63 | No |  |  | PID | 32 | PID | 32 |  |  |  | Identity Reliability Code | Identity Reliability Code |  | Varies |  |  | LRI_NDBS_Component Usage: ‘X’ Usage for all other components: ‘O’ |  | 0 | 0 | Match
64 | No |  |  | PID | 33 | PID | 33 |  |  |  | Last Update Date/Time | Last Update Date/Time | Varies | Varies | Varies |  | LRI_PH_Component Data Type: TS_06; Usage: ‘RE’; Cardinality: [0..1] LRI_NDBS_Component Usage: ‘X’ Usage for all other components: ‘O’ |  | 0 | 0 | Match
65 | No |  |  | PID | 34 | PID | 34 |  |  |  | Last Update Facility | Last Update Facility | Varies | Varies | Varies |  | LRI_NDBS_Component Usage: ‘X’ LRI_PH_Component Usage: ‘C(RE/O)’; Data Type: HD_01; Cardinality: [0..1] Condition Predicate: If PID-33 (Last Update Date/Time) is valued. Usage for all other components: ‘O’ |  | 0 | 0 | Match
66 | No |  |  | PID | 35 | PID | 35 |  |  |  | Species Code | Species Code |  | Varies | Varies |  | LRI_NDBS_Component Usage: ‘X’ LRI_PH_Component Data Type: CWE_03; Usage: ‘RE’; Cardinality: [0..1]; Value Set: PHVS_Animal_CDC Usage for all other components: ‘O’ |  | 0 | 0 | Match
67 | No |  |  | PID | 36 | PID | 36 |  |  |  | Breed Code | Breed Code |  | X |  |  | Excluded for this Implementation Guide, see Section 1.3.1. |  | 0 | 0 | Match
68 | No |  |  | PID | 37 | PID | 37 |  |  |  | Strain | Strain |  | X |  |  | Excluded for this Implementation Guide, see Section 1.3.1. |  | 0 | 0 | Match
69 | No |  |  | PID | 38 | PID | 38 |  |  |  | Production Class Code | Production Class Code |  | X |  |  | Excluded for this Implementation Guide, see Section 1.3.1. |  | 0 | 0 | Match
70 | No |  |  | PID | 39 | PID | 39 |  |  |  | Tribal Citizenship | Tribal Citizenship |  | Varies | Varies |  | LRI_NDBS_Component Usage: ‘X’ Usage for all other components: ‘O’ |  | 0 | 0 | Match
71 |  | NK1 | NK1 | NK1 | NK1 | [6 empty] | NK1 | [5 empty] | NK1 | NK1 | NK1 | NK1
72 |  |  |  | NK1 | 1 | NK1 | 1 |  |  |  | Set ID - NK1 | Set ID - NK1 | SI | R | [1..1] |  |  | 1 | 1 | 1 | Match
73 |  |  |  | NK1 | 2 | NK1 | 2 |  |  |  | Name | Name | Varies | C(R/X) | [0..1] |  | Condition Predicate: If NK1-13 (Organization Name – NK1) is not valued. LRI_PH_Component Data Type: ‘XPN_01’ LRI_NDBS_Component Data Type: ‘XPN_02’ Usage for all other components: ‘O’ | ONE^MOMFIRST | ONE^MOMFIRST | ONE^MOMFIRST | Match
74 |  |  |  | NK1 | 3 | NK1 | 3 |  |  |  | Relationship | Relationship | Varies | Varies | Varies | Varies | LRI_PH_Component Data Type: ‘CWE_03’; Usage: ‘RE’; Cardinality: [0..1]; Value Set: HL70063_USL LRI_NDBS_Component Data Type: ‘CWE_02’; Usage: ‘R’; Cardinality: [1..1]; Value Set: HL70063_USL Usage for all other components: ‘O’ | Mother | MTH^Mother^HL70063 | MTH^Mother^HL70063 | Match
75 |  |  |  | NK1 | 4 | NK1 | 4 |  |  |  | Address | Address | Varies | Varies | [0..*] |  | LRI_PH_Component Data Type: ‘XAD_01’; Usage: ‘RE’ LRI_NDBS_Component Data Type: XAD_02; Usage: ‘RE’ Usage for all other components: ‘O’ | 1776 Main Street^^Richmond^VA^23219 | 1776 Main Street^^Richmond^VA^23219 | 1776 Main Street^^Richmond^VA^23219 | Match
76 |  |  |  | NK1 | 5 | NK1 | 5 |  |  |  | Phone Number | Phone Number | Varies | Varies | [0..*] |  | LRI_PH_Component Data Type: ‘XTN_01’; Usage: ‘RE’ LRI_NDBS_Component Data Type: ‘XTN_02’; Usage: ‘RE’ Usage for all other components: ‘O’ | ^^^^^804^5693861 | ^^^^^804^5693861 | ^^^^^804^5693861 | Match
77 | No |  |  | NK1 | 6 | NK1 | 6 |  |  |  | Business Phone Number | Business Phone Number |  | Varies | Varies |  | LRI_NDBS_Component: Usage: ‘X’ Usage for all other components: ‘O’ |  | 0 | 0 | Match
78 |  |  |  | NK1 | 7 | NK1 | 7 |  |  |  | Contact Role | Contact Role | Varies | Varies | [0..1] | Varies | LRI_PH_Component Data Type: ‘CWE_03’; Usage: ‘RE’; Value Set: HL70131_USL LRI_NDBS_Component Data Type: ‘CWE_02’; Usage: ‘RE’; Value Set: HL70131_USL Usage for all other components: ‘O’ | Next-of-Kin | N^Next-of-Kin^HL70131 | N^Next-of-Kin^HL70131 | Match
79 | No |  |  | NK1 | 8 | NK1 | 8 |  |  |  | Start Date | Start Date |  | Varies | Varies |  | LRI_NDBS_Component: Usage: ‘X’ Usage for all other components: ‘O’ |  | 0 | 0 | Match
80 | No |  |  | NK1 | 9 | NK1 | 9 |  |  |  | End Date | End Date |  | Varies | Varies |  | LRI_NDBS_Component: Usage: ‘X’ Usage for all other components: ‘O’ |  | 0 | 0 | Match
81 | No |  |  | NK1 | 10 | NK1 | 10 |  |  |  | Next of Kin / Associated Parties Job Title | Next of Kin / Associated Parties Job Title |  | Varies | Varies |  | LRI_NDBS_Component: Usage: ‘X’ Usage for all other components: ‘O’ |  | 0 | 0 | Match
82 | No |  |  | NK1 | 11 | NK1 | 11 |  |  |  | Next of Kin / Associated Parties Job Code/Class | Next of Kin / Associated Parties Job Code/Class |  | O |  |  |  |  | 0 | 0 | Match
83 | No |  |  | NK1 | 12 | NK1 | 12 |  |  |  | Next of Kin / Associated Parties Employee Number | Next of Kin / Associated Parties Employee Number |  | Varies |  |  | LRI_NDBS_Component: Usage: ‘X’ Usage for all other components: ‘O’ |  | 0 | 0 | Match
84 | No |  |  | NK1 | 13 | NK1 | 13 |  |  |  | Organization Name - NK1 | Organization Name - NK1 | Varies | Varies | Varies | Varies | LRI_PH_Component Data Type and LRI_NDBS_Component Data Type: ‘XON_01’; Usage: ‘C(R/X)’; Condition Predicate: If NK1-2 (Name) is not valued; Cardinality: [0..1]. LRI_NDBS_Component additional Data Type: ‘XON_02.’ Usage for all other components: ‘O’ |  | 0 | 0 | Match
85 | No |  |  | NK1 | 14 | NK1 | 14 |  |  |  | Marital Status | Marital Status |  | Varies | Varies |  | LRI_NDBS_Component: Usage: ‘X’ Usage for all other components: ‘O’ |  | 0 | 0 | Match
86 | No |  |  | NK1 | 15 | NK1 | 15 |  |  |  | Administrative Sex | Administrative Sex |  | Varies | Varies |  | LRI_NDBS_Component: Usage: ‘X’ Usage for all other components: ‘O’ |  | 0 | 0 | Match
87 |  |  |  | NK1 | 16 | NK1 | 16 |  |  |  | Date/Time of Birth | Date/Time of Birth | Varies | Varies | Varies |  | LRI_NDBS_Component Data Type: ‘TS_05’; Usage: ‘RE’; Cardinality: [0..1] Usage for all other components: ‘O’ | 1986-04-17 | 19860417 | 19860416
88 | No |  |  | NK1 | 17 | NK1 | 17 |  |  |  | Living Dependency | Living Dependency |  | Varies | Varies |  | LRI_NDBS_Component: Usage: ‘X’ Usage for all other components: ‘O’ |  | 0 | 0 | Match
89 | No |  |  | NK1 | 18 | NK1 | 18 |  |  |  | Ambulatory Status | Ambulatory Status |  | Varies | Varies |  | LRI_NDBS_Component: Usage: ‘X’ Usage for all other components: ‘O’ |  | 0 | 0 | Match
90 | No |  |  | NK1 | 19 | NK1 | 19 |  |  |  | Citizenship | Citizenship |  | Varies | Varies |  | LRI_NDBS_Component: Usage: ‘X’ Usage for all other components: ‘O’ |  | 0 | 0 | Match
91 | No |  |  | NK1 | 20 | NK1 | 20 |  |  |  | Primary Language | Primary Language |  | Varies | Varies |  | LRI_NDBS_Component: Usage: ‘X’ Usage for all other components: ‘O’ |  | 0 | 0 | Match
92 | No |  |  | NK1 | 21 | NK1 | 21 |  |  |  | Living Arrangement | Living Arrangement |  | Varies | Varies |  | LRI_NDBS_Component: Usage: ‘X’ Usage for all other components: ‘O’ |  | 0 | 0 | Match
93 | No |  |  | NK1 | 22 | NK1 | 22 |  |  |  | Publicity Code | Publicity Code |  | Varies | Varies |  | LRI_NDBS_Component: Usage: ‘X’ Usage for all other components: ‘O’ |  | 0 | 0 | Match
94 | No |  |  | NK1 | 23 | NK1 | 23 |  |  |  | Protection Indicator | Protection Indicator |  | Varies | Varies |  | LRI_NDBS_Component: Usage: ‘X’ Usage for all other components: ‘O’ |  | 0 | 0 | Match
95 | No |  |  | NK1 | 24 | NK1 | 24 |  |  |  | Student Indicator | Student Indicator |  | Varies | Varies |  | LRI_NDBS_Component: Usage: ‘X’ Usage for all other components: ‘O’ |  | 0 | 0 | Match
96 | No |  |  | NK1 | 25 | NK1 | 25 |  |  |  | Religion | Religion |  | Varies | Varies |  | LRI_NDBS_Component: Usage: ‘X’ Usage for all other components: ‘O’ |  | 0 | 0 | Match
97 | No |  |  | NK1 | 26 | NK1 | 26 |  |  |  | Mother's Maiden Name | Mother's Maiden Name |  | Varies | Varies |  | LRI_NDBS_Component: Usage: ‘X’ Usage for all other components: ‘O’ |  | 0 | 0 | Match
98 | No |  |  | NK1 | 27 | NK1 | 27 |  |  |  | Nationality | Nationality |  | Varies | Varies |  | LRI_NDBS_Component: Usage: ‘X’ Usage for all other components: ‘O’ |  | 0 | 0 | Match
99 | No |  |  | NK1 | 28 | NK1 | 28 |  |  |  | Ethnic Group | Ethnic Group |  | Varies | Varies |  | LRI_NDBS_Component: Usage: ‘X’ Usage for all other components: ‘O’ |  | 0 | 0 | Match
100 | No |  |  | NK1 | 29 | NK1 | 29 |  |  |  | Contact Reason | Contact Reason |  | Varies | Varies |  | LRI_NDBS_Component: Usage: ‘X’ Usage for all other components: ‘O’ |  | 0 | 0 | Match
101 | No |  |  | NK1 | 30 | NK1 | 30 |  |  |  | Contact Person's Name | Contact Person's Name | Varies | Varies | Varies |  | LRI_PH_Component: Data type and LRI_NDBS_Component: Usage: XPN_01, Usage: ‘C(RE/X)’; Condition Predicate: If NK1-13 (Organization Name - NK1) is valued.; Cardinality: [0..1] Usage for all other components: ‘O’ |  | 0 | 0 | Match
102 | No |  |  | NK1 | 31 | NK1 | 31 |  |  |  | Contact Person's Telephone Number | Contact Person's Telephone Number |  | Varies | Varies |  | LRI_NDBS_Component: Usage: ‘X’ Usage for all other components: ‘O’ |  | 0 | 0 | Match
103 | No |  |  | NK1 | 32 | NK1 | 32 |  |  |  | Contact Person's Address | Contact Person's Address | Varies | Varies | Varies |  | LRI_PH_Component Data Type: XAD_01, Usage: ‘C(RE/X)’; Condition Predicate: If NK1-13 (Organization Name - NK1) is valued.; Cardinality: [0..1] LRI_NDBS_Component: Usage: ‘X’ Usage for all other components: ‘O’ |  | 0 | 0 | Match
104 |  |  |  | NK1 | 33 | NK1 | 33 |  |  |  | Next of Kin/Associated Party's Identifiers | Next of Kin/Associated Party's Identifiers |  | O |  |  |  | 9683 | 9683^^^SSA&2.16.840.1.113883.4.1&ISO^SS | 9683^^^SSA&2.16.840.1.113883.4.1&ISO^SS | Match
105 | No |  |  | NK1 | 34 | NK1 | 34 |  |  |  | Job Status | Job Status |  | Varies | Varies |  | LRI_NDBS_Component: Usage: ‘X’ Usage for all other components: ‘O’ |  | 0 | 0 | Match
106 | No |  |  | NK1 | 35 | NK1 | 35 |  |  |  | Race | Race |  | Varies | Varies |  | LRI_NDBS_Component: Usage: ‘X’ Usage for all other components: ‘O’ |  | 0 | 0 | Match
107 | No |  |  | NK1 | 36 | NK1 | 36 |  |  |  | Handicap | Handicap |  | Varies | Varies |  | LRI_NDBS_Component: Usage: ‘X’ Usage for all other components: ‘O’ |  | 0 | 0 | Match
108 | No |  |  | NK1 | 37 | NK1 | 37 |  |  |  | Contact Person Social Security Number | Contact Person Social Security Number |  | Varies | Varies |  | LRI_NDBS_Component: Usage: ‘X’ Usage for all other components: ‘O’ |  | 0 | 0 | Match
109 | No |  |  | NK1 | 38 | NK1 | 38 |  |  |  | Next of Kin Birth Place | Next of Kin Birth Place |  | Varies | Varies |  | LRI_NDBS_Component: Usage: ‘X’ Usage for all other components: ‘O’ |  | 0 | 0 | Match
110 | No |  |  | NK1 | 39 | NK1 | 39 |  |  |  | VIP Indicator | VIP Indicator |  | Varies | Varies |  | LRI_NDBS_Component: Usage: ‘X’ Usage for all other components: ‘O’ |  | 0 | 0 | Match
111 | No | PV1 | PV1 | PV1 | PV1 | [6 empty] | PV1 | [5 empty] | PV1 | PV1 | PV1 | PV1
112 | No |  |  | PV1 | 1 | PV1 | 1 |  |  |  | Set ID - PV1 | Set ID - PV1 | SI | R | [1..1] |  |  |  | 0 | Not found
113 | No |  |  | PV1 | 2 | PV1 | 2 |  |  |  | Patient Class | Patient Class | IS | R | [1..1] | HL70004_USL | A gross identification of the classification of patient’s visit. |  |  | Not found
114 | No |  |  | PV1 | 3 | PV1 | 3 |  |  |  | Assigned Patient Location | Assigned Patient Location |  | O |  |  |  |  | 0 | Not found
115 | No |  |  | PV1 | 4 | PV1 | 4 |  |  |  | Admission Type | Admission Type | Varies | Varies | Varies | Varies | LRI_PH_Component Data Type: ‘IS’; Usage: ‘RE’; Cardinality: [0..1]; Value Set: HL70007_USL Usage for all other components: ‘O’ |  | 0 | Not found
116 | No |  |  | PV1 | 5 | PV1 | 5 |  |  |  | Preadmit Number | Preadmit Number |  | O |  |  |  |  | 0 | Not found
117 | No |  |  | PV1 | 6 | PV1 | 6 |  |  |  | Prior Patient Location | Prior Patient Location |  | O |  |  |  |  | 0 | Not found
118 | No |  |  | PV1 | 7 | PV1 | 7 |  |  |  | Attending Doctor | Attending Doctor |  | O |  |  |  |  | 0 | Not found
119 | No |  |  | PV1 | 8 | PV1 | 8 |  |  |  | Referring Doctor | Referring Doctor |  | O |  |  |  |  | 0 | Not found
120 | No |  |  | PV1 | 9 | PV1 | 9 |  |  |  | Consulting Doctor | Consulting Doctor |  | O |  |  |  |  | 0 | Not found
121 | No |  |  | PV1 | 10 | PV1 | 10 |  |  |  | Hospital Service | Hospital Service |  | O |  |  |  |  | 0 | Not found
122 | No |  |  | PV1 | 11 | PV1 | 11 |  |  |  | Temporary Location | Temporary Location |  | O |  |  |  |  | 0 | Not found
123 | No |  |  | PV1 | 12 | PV1 | 12 |  |  |  | Preadmit Test Indicator | Preadmit Test Indicator |  | O |  |  |  |  | 0 | Not found
124 | No |  |  | PV1 | 13 | PV1 | 13 |  |  |  | Re-admission Indicator | Re-admission Indicator |  | O |  |  |  |  | 0 | Not found
125 | No |  |  | PV1 | 14 | PV1 | 14 |  |  |  | Admit Source | Admit Source |  | O |  |  |  |  | 0 | Not found
126 | No |  |  | PV1 | 15 | PV1 | 15 |  |  |  | Ambulatory Status | Ambulatory Status |  | O |  |  |  |  | 0 | Not found
127 | No |  |  | PV1 | 16 | PV1 | 16 |  |  |  | VIP Indicator | VIP Indicator |  | O |  |  |  |  | 0 | Not found
128 | No |  |  | PV1 | 17 | PV1 | 17 |  |  |  | Admitting Doctor | Admitting Doctor |  | O |  |  |  |  | 0 | Not found
129 | No |  |  | PV1 | 18 | PV1 | 18 |  |  |  | Patient Type | Patient Type |  | O |  |  |  |  | 0 | Not found
130 | No |  |  | PV1 | 19 | PV1 | 19 |  |  |  | Visit Number | Visit Number |  | O |  |  |  |  | 0 | Not found
131 | No |  |  | PV1 | 20 | PV1 | 20 |  |  |  | Financial Class | Financial Class |  | O |  |  |  |  | 0 | Not found
132 | No |  |  | PV1 | 21 | PV1 | 21 |  |  |  | Charge Price Indicator | Charge Price Indicator |  | O |  |  |  |  | 0 | Not found
133 | No |  |  | PV1 | 22 | PV1 | 22 |  |  |  | Courtesy Code | Courtesy Code |  | O |  |  |  |  | 0 | Not found
134 | No |  |  | PV1 | 23 | PV1 | 23 |  |  |  | Credit Rating | Credit Rating |  | O |  |  |  |  | 0 | Not found
135 | No |  |  | PV1 | 24 | PV1 | 24 |  |  |  | Contract Code | Contract Code |  | O |  |  |  |  | 0 | Not found
136 | No |  |  | PV1 | 25 | PV1 | 25 |  |  |  | Contract Effective Date | Contract Effective Date |  | O |  |  |  |  | 0 | Not found
137 | No |  |  | PV1 | 26 | PV1 | 26 |  |  |  | Contract Amount | Contract Amount |  | O |  |  |  |  | 0 | Not found
138 | No |  |  | PV1 | 27 | PV1 | 27 |  |  |  | Contract Period | Contract Period |  | O |  |  |  |  | 0 | Not found
139 | No |  |  | PV1 | 28 | PV1 | 28 |  |  |  | Interest Code | Interest Code |  | O |  |  |  |  | 0 | Not found
140 | No |  |  | PV1 | 29 | PV1 | 29 |  |  |  | Transfer to Bad Debt Code | Transfer to Bad Debt Code |  | O |  |  |  |  | 0 | Not found
141 | No |  |  | PV1 | 30 | PV1 | 30 |  |  |  | Transfer to Bad Debt Date | Transfer to Bad Debt Date |  | O |  |  |  |  | 0 | Not found
142 | No |  |  | PV1 | 31 | PV1 | 31 |  |  |  | Bad Debt Agency Code | Bad Debt Agency Code |  | O |  |  |  |  | 0 | Not found
143 | No |  |  | PV1 | 32 | PV1 | 32 |  |  |  | Bad Debt Transfer Amount | Bad Debt Transfer Amount |  | O |  |  |  |  | 0 | Not found
144 | No |  |  | PV1 | 33 | PV1 | 33 |  |  |  | Bad Debt Recovery Amount | Bad Debt Recovery Amount |  | O |  |  |  |  | 0 | Not found
145 | No |  |  | PV1 | 34 | PV1 | 34 |  |  |  | Delete Account Indicator | Delete Account Indicator |  | O |  |  |  |  | 0 | Not found
146 | No |  |  | PV1 | 35 | PV1 | 35 |  |  |  | Delete Account Date | Delete Account Date |  | O |  |  |  |  | 0 | Not found
147 | No |  |  | PV1 | 36 | PV1 | 36 |  |  |  | Discharge Disposition | Discharge Disposition |  | O |  |  |  |  | 0 | Not found
148 | No |  |  | PV1 | 37 | PV1 | 37 |  |  |  | Discharged to Location | Discharged to Location |  | O |  |  |  |  | 0 | Not found
149 | No |  |  | PV1 | 38 | PV1 | 38 |  |  |  | Diet Type | Diet Type |  | O |  |  |  |  | 0 | Not found
150 | No |  |  | PV1 | 39 | PV1 | 39 |  |  |  | Servicing Facility | Servicing Facility |  | O |  |  |  |  | 0 | Not found
151 | No |  |  | PV1 | 40 | PV1 | 40 |  |  |  | Bed Status | Bed Status |  | X |  |  | Excluded for this Implementation Guide, see Section 1.3.1. |  | 0 | Not found
152 | No |  |  | PV1 | 41 | PV1 | 41 |  |  |  | Account Status | Account Status |  | O |  |  |  |  | 0 | Not found
153 | No |  |  | PV1 | 42 | PV1 | 42 |  |  |  | Pending Location | Pending Location |  | O |  |  |  |  | 0 | Not found
154 | No |  |  | PV1 | 43 | PV1 | 43 |  |  |  | Prior Temporary Location | Prior Temporary Location |  | O |  |  |  |  | 0 | Not found
155 | No |  |  | PV1 | 44 | PV1 | 44 |  |  |  | Admit Date/Time | Admit Date/Time | Varies | Varies | Varies |  | LRI_PH_Component Data Type: ‘TS_06’; Usage: ‘RE’, Cardinality: [0..1] Usage for all other components: ‘O’ |  | 0 | Not found
156 | No |  |  | PV1 | 45 | PV1 | 45 |  |  |  | Discharge Date/Time | Discharge Date/Time | Varies | Varies | Varies |  | LRI_PH_Component Data Type: ‘TS_06’; Usage: ‘RE’, Cardinality: [0..1] Usage for all other components: ‘O’ |  | 0 | Not found
157 | No |  |  | PV1 | 46 | PV1 | 46 |  |  |  | Current Patient Balance | Current Patient Balance |  | O |  |  |  |  | 0 | Not found
158 | No |  |  | PV1 | 47 | PV1 | 47 |  |  |  | Total Charges | Total Charges |  | O |  |  |  |  | 0 | Not found
159 | No |  |  | PV1 | 48 | PV1 | 48 |  |  |  | Total Adjustments | Total Adjustments |  | O |  |  |  |  | 0 | Not found
160 | No |  |  | PV1 | 49 | PV1 | 49 |  |  |  | Total Payments | Total Payments |  | O |  |  |  |  | 0 | Not found
161 | No |  |  | PV1 | 50 | PV1 | 50 |  |  |  | Alternate Visit ID | Alternate Visit ID |  | O |  |  |  |  | 0 | Not found
162 | No |  |  | PV1 | 51 | PV1 | 51 |  |  |  | Visit Indicator | Visit Indicator |  | O |  |  |  |  | 0 | Not found
163 | No |  |  | PV1 | 52 | PV1 | 52 |  |  |  | Other Healthcare Provider | Other Healthcare Provider |  | X |  |  | Excluded for this Implementation Guide, see Section 1.3.1. |  | 0 | Not found
164 |  | ORC | ORC | ORC | ORC | [6 empty] | ORC | [5 empty] | ORC | ORC | ORC | ORC
165 |  |  |  | ORC | 1 | ORC | 1 |  |  |  | Order Control | Order Control | ID | R | [1..1] | HL70119_USL |  | Observations/Performed Service to follow | RE | RE | Match
166 |  |  |  | ORC | 2 | ORC | 2 |  |  |  | Placer Order Number | Placer Order Number | Varies | RE | [0..1] |  | LRI_PH_Component Data Type: EI_03 All other components: GU data type: EI_01 NG data type: EI_02 |  | 0 | XXXXX^HospitalSystem^2.16.840.1.114222.XXX^ISO
167 |  |  |  | ORC | 3 | ORC | 3 |  |  |  | Filler Order Number | Filler Order Number | Varies | R | [1..1] |  | LRI_PH_Component Data Type: EI_03 All other components: GU data type: EI_01 NG data type: EI_02 |  | 0 | 555550001^VA PHL Richmond^2.16.840.1.114222.4.1.9977^ISO
168 | No |  |  | ORC | 4 | ORC | 4 |  |  |  | Placer Group Number | Placer Group Number | Varies | RE | [0..1] |  | GU data type: EI_01 NG data type: EI_02 |  | 0 | 0 | Match
169 | No |  |  | ORC | 5 | ORC | 5 |  |  |  | Order Status | Order Status |  | Varies | Varies |  | LRI_NDBS_Component Usage: ‘X’ Usage for all other components: ‘O’ |  | 0 | 0 | Match
170 | No |  |  | ORC | 6 | ORC | 6 |  |  |  | Response Flag | Response Flag |  | Varies | Varies |  | LRI_NDBS_Component Usage: ‘X’ Usage for all other components: ‘O’ |  | 0 | 0 | Match
171 | No |  |  | ORC | 7 | ORC | 7 |  |  |  | Quantity/Timing | Quantity/Timing |  | X |  |  | Excluded for this Implementation Guide, see Section 1.3.1. |  | 0 | 0 | Match
172 | No |  |  | ORC | 8 | ORC | 8 |  |  |  | Parent | Parent |  | Varies | Varies |  | LRI_PH_Component Data Type: EI_03 All other components: LRI_NDBS_Component Usage: ‘X’ Usage for all other components: ‘O’ |  | 0 | 0 | Match
173 | No |  |  | ORC | 9 | ORC | 9 |  |  |  | Date/Time of Transaction | Date/Time of Transaction |  | Varies | Varies |  | LRI_NDBS_Component Usage: ‘X’ Usage for all other components: ‘O’ |  | 0 | 0 | Match
174 | No |  |  | ORC | 10 | ORC | 10 |  |  |  | Entered By | Entered By |  | Varies | Varies |  | LRI_NDBS_Component Usage: ‘X’ Usage for all other components: ‘O’ |  | 0 | 0 | Match
175 | No |  |  | ORC | 11 | ORC | 11 |  |  |  | Verified By | Verified By |  | Varies | Varies |  | LRI_NDBS_Component Usage: ‘X’ Usage for all other components: ‘O’ |  | 0 | 0 | Match
176 |  |  |  | ORC | 12 | ORC | 12 |  |  |  | Ordering Provider | Ordering Provider | Varies | R | [1..1] |  | Providers should be identified using their NPI. GU data type: XCN_01 NG data type: XCN_02 | 321^Rahal^Frederick^^^Dr^^^NPI&2.16.840.1.113883.4.6&ISO^L^^^NPI^^^^^^^^MD | 321^Rahal^Frederick^^^Dr^^^NPI&2.16.840.1.113883.4.6&ISO^L^^^NPI^^^^^^^^MD | 321^Rahal^Frederick^^^Dr^^^NPI&2.16.840.1.113883.4.6&ISO^L^^^NPI^^^^^^^^MD | Match
177 | No |  |  | ORC | 13 | ORC | 13 |  |  |  | Enterer's Location | Enterer's Location |  | Varies | Varies |  | LRI_NDBS_Component Usage: ‘X’ Usage for all other components: ‘O’ |  | 0 | 0 | Match
178 | No |  |  | ORC | 14 | ORC | 14 |  |  |  | Call Back Phone Number | Call Back Phone Number | Varies | Varies | Varies |  | LRI_NDBS_Component Usage: ‘X’ LRI_PH_Component Data Type: XTN_01; Usage: ‘RE’; Cardinality: [0..2] Usage for all other components: ‘O’ |  | 0 | 0 | Match
179 | No |  |  | ORC | 15 | ORC | 15 |  |  |  | Order Effective Date/Time | Order Effective Date/Time |  | Varies | Varies |  | LRI_NDBS_Component Usage: ‘X’ Usage for all other components: ‘O’ |  | 0 | 0 | Match
180 | No |  |  | ORC | 16 | ORC | 16 |  |  |  | Order Control Code Reason | Order Control Code Reason |  | Varies | Varies |  | LRI_NDBS_Component Usage: ‘X’ Usage for all other components: ‘O’ |  | 0 | 0 | Match
181 | No |  |  | ORC | 17 | ORC | 17 |  |  |  | Entering Organization | Entering Organization |  | Varies | Varies |  | LRI_NDBS_Component Usage: ‘X’ Usage for all other components: ‘O’ |  | 0 | 0 | Match
182 | No |  |  | ORC | 18 | ORC | 18 |  |  |  | Entering Device | Entering Device |  | Varies | Varies |  | LRI_NDBS_Component Usage: ‘X’ Usage for all other components: ‘O’ |  | 0 | 0 | Match
183 | No |  |  | ORC | 19 | ORC | 19 |  |  |  | Action By | Action By |  | Varies | Varies |  | LRI_NDBS_Component Usage: ‘X’ Usage for all other components: ‘O’ |  | 0 | 0 | Match
184 | No |  |  | ORC | 20 | ORC | 20 |  |  |  | Advanced Beneficiary Notice Code | Advanced Beneficiary Notice Code |  | X |  |  | Excluded for this Implementation Guide, see Section 1.3.1. |  | 0 | 0 | Match
185 |  |  |  | ORC | 21 | ORC | 21 |  |  |  | Ordering Facility Name | Ordering Facility Name | Varies | Varies | Varies |  | LRI_NDBS_Component Usage: ‘RE’; Cardinality: [0..1], GU Data Type: XON_01 NG Datatype: XON_)02 LRI_PH_Component Data Type: XON_03; Usage: ‘RE’; Cardinality: [0..1] Usage for all other components: ‘O’ | BON SECOURS ST MARY'S HOSPITAL^^^^^NPI&2.16.840.1.113883.4.6&ISO^XX^^^10614 | BON SECOURS ST MARY'S HOSPITAL^^^^^NPI&2.16.840.1.113883.4.6&ISO^XX^^^10614 | BON SECOURS ST MARY'S HOSPITAL^^^^^NPI&2.16.840.1.113883.4.6&ISO^XX^^^10614 | Match
186 |  |  |  | ORC | 22 | ORC | 22 |  |  |  | Ordering Facility Address | Ordering Facility Address | Varies | Varies | Varies |  | LRI_PH_Component Data Type: XAD_01; Usage: ‘R’; Cardinality: [1..1] Usage for all other components: ‘O’ | 5801 BREMO RD^^RICHMOND^VA^23226^USA^^^51760 | 5801 BREMO RD^^RICHMOND^VA^23226^USA^^^51760 | 5801 BREMO RD^^RICHMOND^VA^23226^USA^^^51760 | Match
187 |  |  |  | ORC | 23 | ORC | 23 |  |  |  | Ordering Facility Phone Number | Ordering Facility Phone Number | Varies | Varies | Varies |  | LRI_PH_Component Data Type: XTN_01; Usage: ‘R’; Cardinality: [1..1] Usage for all other components: ‘O’ | ^^^^^804^2852011 | ^^^^^804^2852011 | ^^^^^804^2852011 | Match
188 | No |  |  | ORC | 24 | ORC | 24 |  |  |  | Ordering Provider Address | Ordering Provider Address | Varies | Varies | Varies |  | LRI_NDBS_Component Usage: ‘X’ LRI_PH_Component Data Type: XAD_01; Usage: ‘R’; Cardinality: [1..*] Usage for all other components: ‘O’ |  | 0 | 0 | Match
189 | No |  |  | ORC | 25 | ORC | 25 |  |  |  | Order Status Modifier | Order Status Modifier |  | Varies | Varies |  | LRI_NDBS_Component Usage: ‘X’ Usage for all other components: ‘O’ |  | 0 | 0 | Match
190 | No |  |  | ORC | 26 | ORC | 26 |  |  |  | Advanced Beneficiary Notice Override Reason | Advanced Beneficiary Notice Override Reason |  | C(X/X) |  |  | Excluded for this Implementation Guide, see Section 1.3.1. |  | 0 | 0 | Match
191 | No |  |  | ORC | 27 | ORC | 27 |  |  |  | Filler's Expected Availability Date/Time | Filler's Expected Availability Date/Time |  | Varies | Varies |  | LRI_NDBS_Component Usage: ‘X’ Usage for all other components: ‘O’ |  | 0 | 0 | Match
192 | No |  |  | ORC | 28 | ORC | 28 |  |  |  | Confidentiality Code | Confidentiality Code |  | Varies | Varies |  | LRI_NDBS_Component Usage: ‘X’ Usage for all other components: ‘O’ |  | 0 | 0 | Match
193 | No |  |  | ORC | 29 | ORC | 29 |  |  |  | Order Type | Order Type |  | O |  |  |  |  | 0 | 0 | Match
194 | No |  |  | ORC | 30 | ORC | 30 |  |  |  | Enterer Authorization Mode | Enterer Authorization Mode |  | Varies | Varies |  | LRI_NDBS_Component Usage: ‘X’ Usage for all other components: ‘O’ |  | 0 | 0 | Match
195 | No |  |  | ORC | 31 | ORC | 31 |  |  |  | Parent Universal Service Identifier | Parent Universal Service Identifier | Varies | Varies | [0..1] |  | Contains the universal service identifier of the parent order. PRU and FRU, or FRU only – Usage: ‘O’; PRU and FRN, or PRN and FRU, or PRN and FRN, or FRN only – Usage: ‘C(R/X)’. Condition Predicate: If OBR-29 (Parent) is valued. Data type: CWE_01 |  | 0 | 0 | Match
196 |  | OBR | OBR | OBR | OBR | [6 empty] | OBR | [5 empty] | OBR | OBR | OBR | OBR
197 |  |  |  | OBR | 1 | OBR | 1 |  |  |  | Set ID - OBR | Set ID - OBR | SI | R | [1..1] |  |  | 1 | 1 | 1 | Match
198 |  |  |  | OBR | 2 | OBR | 2 |  |  |  | Placer Order Number | Placer Order Number | Varies | RE | [0..1] |  | LRI_PH_Component Data Type: EI_03 All other components: GU data type: EI_01 NG data type: EI_02 | XXXXX^HospitalSystem^2.16.840.1.114222.XXX^ISO | XXXXX^HospitalSystem^2.16.840.1.114222.XXX^ISO | XXXXX^HospitalSystem^2.16.840.1.114222.XXX^ISO | Match
199 |  |  |  | OBR | 3 | OBR | 3 |  |  |  | Filler Order Number | Filler Order Number | Varies | R | [1..1] |  | LRI_PH_Component Data Type: EI_03 All other components: GU data type: EI_01 NG data type: EI_02 | 555550001^VA PHL Richmond^2.16.840.1.114222.4.1.9977^ISO | 555550001^VA PHL Richmond^2.16.840.1.114222.4.1.9977^ISO | 555550001^VA PHL Richmond^2.16.840.1.114222.4.1.9977^ISO | Match
200 |  |  |  | OBR | 4 | OBR | 4 |  |  |  | Universal Service Identifier | Universal Service Identifier | CWE_01 | R | [1..1] | LOINC | LOINC shall be used as the standard vocabulary to identify the ordered test in OBR-4 (Universal Service Identifier) when an applicable LOINC code is available and provided by the laboratory. When no valid orderable LOINC code exists, the local code may be the only code sent. | 57128-1^Newborn Screening Report summary panel^LN | 57128-1^Newborn Screening Report summary panel^LN | 57128-1^Newborn Screening Report summary panel^LN | Match
201 | No |  |  | OBR | 5 | OBR | 5 |  |  |  | Priority – OBR | Priority – OBR |  | X |  |  | Excluded for this Implementation Guide, see Section 1.3.1 |  | 0 | 0 | Match
202 | No |  |  | OBR | 6 | OBR | 6 |  |  |  | Requested Date/Time | Requested Date/Time |  | X |  |  | Excluded for this Implementation Guide, see Section 1.3.1 |  | 0 | 0 | Match
203 |  |  |  | OBR | 7 | OBR | 7 |  |  |  | Observation Date/Time | Observation Date/Time | Varies | R | [1..1] |  | LRI_NDBS_Component Data Type: ‘TS_08’ All others Data Type: TS_12 This reflects the specimen collection date/time when the test involves a specimen. Since a test may also involve drawing specimens at different times, e.g., tolerance tests, this date/time only covers the draw of the first specimen. All other specimen collection date/times, including the first one, are communicated in the SPM segment For unknown collection date/time use "0000". | 2017-02-22 18:54 | 201702221854-0500 | 201702221854-0500 | Match
204 | No |  |  | OBR | 8 | OBR | 8 |  |  |  | Observation End Date/Time | Observation End Date/Time | TS_06 | Varies | [0..1] |  | Sender Usage: ‘O’ Receiver Usage: ‘RE’ Note: Future versions of this guide will constrain the usage of this element to ‘RE’. |  | 0 | 0 | Match
205 | No |  |  | OBR | 9 | OBR | 9 |  |  |  | Collection Volume | Collection Volume |  | Varies |  |  | LRI_NDBS_Component Usage: ‘X’ Usage for all other components: ‘O’ |  | 0 | 0 | Match
206 |  |  |  | OBR | 10 | OBR | 10 |  |  |  | Collector Identifier | Collector Identifier |  | O |  |  |  | COLLECTOR | COLLECTOR | COLLECTOR | Match
207 | No |  |  | OBR | 11 | OBR | 11 |  |  |  | Specimen Action Code | Specimen Action Code | ID | RE | [0..1] | HL70065_USL |  | Revised order | R | 0
208 | No |  |  | OBR | 12 | OBR | 12 |  |  |  | Danger Code | Danger Code |  | Varies | Varies |  | LRI_NDBS_Component Usage: ‘X’ Usage for all other components: ‘O’ |  | 0 | 0 | Match
209 | No |  |  | OBR | 13 | OBR | 13 |  |  |  | Relevant Clinical Information | Relevant Clinical Information | CWE_02 | RE | [0..1] | HL70916_USL | This field pre-adopts the V2.7.1 definition. Constrained to indicate Fasting only. | Patient was fasting prior to the procedure | F^Patient was fasting prior to the procedure^HL70916 | 0
210 | No |  |  | OBR | 14 | OBR | 14 |  |  |  | Specimen Received Date/Time | Specimen Received Date/Time |  | X |  |  | Excluded for this Implementation Guide, see Section 1.3.1 |  | 0 | 0 | Match
211 | No |  |  | OBR | 15 | OBR | 15 |  |  |  | Specimen Source | Specimen Source |  | X |  |  | Excluded for this Implementation Guide, see Section 1.3.1 |  | 0 | 0 | Match
212 |  |  |  | OBR | 16 | OBR | 16 |  |  |  | Ordering Provider | Ordering Provider | Varies | R | [1..1] |  | Providers should be identified using their NPI. Note that ORC-12 Ordering Provider is constrained to contain the same value as this field. GU data type: XCN_01 NG data type: XCN_02 | 321^Rahal^Frederick^^^Dr^^^NPI&2.16.840.1.113883.4.6&ISO^L^^^NPI^^^^^^^^MD | 321^Rahal^Frederick^^^Dr^^^NPI&2.16.840.1.113883.4.6&ISO^L^^^NPI^^^^^^^^MD | 321^Rahal^Frederick^^^Dr^^^NPI&2.16.840.1.113883.4.6&ISO^L^^^NPI^^^^^^^^MD | Match
213 | No |  |  | OBR | 17 | OBR | 17 |  |  |  | Order Call-back Phone Number | Order Call-back Phone Number |  | Varies | Varies |  | LRI_NDBS_Component Usage: ‘X’ LRI_PH_Component Data Type: XTN_01; Usage: ‘RE’; Cardinality: [0..2] LRI_PH_Component: This should be a phone number or other contact information associated with the original ordering provider Usage for all other components: ‘O’ |  | 0 | 0 | Match
214 | No |  |  | OBR | 18 | OBR | 18 |  |  |  | Placer Field 1 | Placer Field 1 |  | Varies | Varies |  | LRI_NDBS_Component Usage: ‘X’ Usage for all other components: ‘O’ |  | 0 | 0 | Match
215 | No |  |  | OBR | 19 | OBR | 19 |  |  |  | Placer Field 2 | Placer Field 2 |  | Varies | Varies |  | LRI_NDBS_Component Usage: ‘X’ Usage for all other components: ‘O’ |  | 0 | 0 | Match
216 | No |  |  | OBR | 20 | OBR | 20 |  |  |  | Filler Field 1 | Filler Field 1 |  | Varies | Varies |  | LRI_NDBS_Component Usage: ‘X’ Usage for all other components: ‘O’ |  | 0 | 0 | Match
217 | No |  |  | OBR | 21 | OBR | 21 |  |  |  | Filler Field 2 | Filler Field 2 |  | Varies | Varies |  | LRI_NDBS_Component Usage: ‘X’ Usage for all other components: ‘O’ |  | 0 | 0 | Match
218 |  |  |  | OBR | 22 | OBR | 22 |  |  |  | Results Rpt/Status Chng - Date/Time | Results Rpt/Status Chng - Date/Time | TS_10 | R | [1..1] |  |  |  | 0 | 20170229125200-0500
219 | No |  |  | OBR | 23 | OBR | 23 |  |  |  | Charge to Practice | Charge to Practice |  | Varies | Varies |  | LRI_NDBS_Component Usage: ‘X’ Usage for all other components: ‘O’ |  | 0 | 0 | Match
220 | No |  |  | OBR | 24 | OBR | 24 |  |  |  | Diagnostic Service Sect ID | Diagnostic Service Sect ID |  | Varies | Varies |  | LRI_NDBS_Component Usage: ‘X’ Usage for all other components: ‘O’ |  | 0 | 0 | Match
221 |  |  |  | OBR | 25 | OBR | 25 |  |  |  | Result Status | Result Status | ID | R | [1..1] | HL70123_USL | The value of OBR-25 is derived from the OBX-11 values that follow the OBR as outlined in section 5.3.6.3 below. | Final results; results stored and verified. Can only be changed with a corrected result. | F | F | Match
222 | No |  |  | OBR | 26 | OBR | 26 |  |  |  | Parent Result | Parent Result | PRL_01 | C(R/RE) | [0..1] |  | Condition Predicate: If OBR-11 (Specimen Action Code) is valued “G”. |  | 0 | 0 | Match
223 | No |  |  | OBR | 27 | OBR | 27 |  |  |  | Quantity/Timing | Quantity/Timing |  | X |  |  | Excluded for this Implementation Guide, see Section 1.3.1. |  | 0 | 0 | Match
224 | No |  |  | OBR | 28 | OBR | 28 |  |  |  | Result Copies To | Result Copies To | Varies | C(R/X) | [0..*] |  | Condition Predicate: If CWE_03.1 (Identifier) or CWE_03.4 (Alternate Identifier) of at least one occurrence of OBR-49 (Result Handling) is valued ‘CC’ or ‘BCC’ GU Profile: XCN_01 NG Profile: XCN_02 |  | 0 | 0 | Match
225 |  |  |  | OBR | 29 | OBR | 29 |  |  |  | Parent | Parent | Varies | C(R/RE) | [0..1] |  | Condition Predicate: If OBR-11 (Specimen Action Code) is valued “G”. LRI_PH_Component Data Type: EI_03 All other components: GU Profile: EIP_01 NG Profile: EIP_02 See Section 12.1.1 Parent/Child Linking, of this document for more information on linking parent/child results. |  | 0 | XXXXX&HospitalSystem&2.16.840.1.114222.XXX&ISO^555550001&VA PHL Richmond&2.16.840.1.114222.4.1.9977&ISO
226 | No |  |  | OBR | 30 | OBR | 30 |  |  |  | Transportation Mode | Transportation Mode |  | Varies | Varies |  | LRI_NDBS_Component Usage: ‘X’ Usage for all other components: ‘O’ |  | 0 | 0 | Match
227 | No |  |  | OBR | 31 | OBR | 31 |  |  |  | Reason for Study | Reason for Study | Varies | Varies | Varies | Varies | LRI_PH_Component Data Type: CWE_03; Usage: ‘RE’; Cardinality: [0..*], Value Set: ICD-9CM or ICD-10-CM and/or CORE Problem List Subset of SNOMED CT. Usage for all other components: ‘O’ |  | 0 | 0 | Match
228 | No |  |  | OBR | 32 | OBR | 32 |  |  |  | Principal Result Interpreter | Principal Result Interpreter | Varies | Varies | Varies |  | LRI_NDBS_Component Usage: ‘X’ LRI_PH_Component Data Type: NDL_01; Usage: ‘RE’, Cardinality: [0..1] LRI_PH_Component: Used for pathology results. Usage for all other components: ‘O’ |  | 0 | 0 | Match
229 | No |  |  | OBR | 33 | OBR | 33 |  |  |  | Assistant Result Interpreter | Assistant Result Interpreter |  | Varies | Varies |  | LRI_NDBS_Component Usage: ‘X’ Usage for all other components: ‘O’ |  | 0 | 0 | Match
230 | No |  |  | OBR | 34 | OBR | 34 |  |  |  | Technician | Technician |  | Varies | Varies |  | LRI_NDBS_Component Usage: ‘X’ Usage for all other components: ‘O’ |  | 0 | 0 | Match
231 | No |  |  | OBR | 35 | OBR | 35 |  |  |  | Transcriptionist | Transcriptionist |  | Varies | Varies |  | LRI_NDBS_Component Usage: ‘X’ Usage for all other components: ‘O’ |  | 0 | 0 | Match
232 | No |  |  | OBR | 36 | OBR | 36 |  |  |  | Scheduled Date/Time | Scheduled Date/Time |  | Varies | Varies |  | LRI_NDBS_Component Usage: ‘X’ Usage for all other components: ‘O’ |  | 0 | 0 | Match
233 | No |  |  | OBR | 37 | OBR | 37 |  |  |  | Number of Sample Containers | Number of Sample Containers |  | Varies | Varies |  | LRI_NDBS_Component Usage: ‘X’ Usage for all other components: ‘O’ |  | 0 | 0 | Match
234 | No |  |  | OBR | 38 | OBR | 38 |  |  |  | Transport Logistics of Collected Sample | Transport Logistics of Collected Sample |  | Varies | Varies |  | LRI_NDBS_Component Usage: ‘X’ Usage for all other components: ‘O’ |  | 0 | 0 | Match
235 | No |  |  | OBR | 39 | OBR | 39 |  |  |  | Collector's Comment | Collector's Comment |  | Varies | Varies |  | LRI_NDBS_Component Usage: ‘X’ Usage for all other components: ‘O’ |  | 0 | 0 | Match
236 | No |  |  | OBR | 40 | OBR | 40 |  |  |  | Transport Arrangement Responsibility | Transport Arrangement Responsibility |  | Varies | Varies |  | LRI_NDBS_Component Usage: ‘X’ Usage for all other components: ‘O’ |  | 0 | 0 | Match
237 | No |  |  | OBR | 41 | OBR | 41 |  |  |  | Transport Arranged | Transport Arranged |  | Varies | Varies |  | LRI_NDBS_Component Usage: ‘X’ Usage for all other components: ‘O’ |  | 0 | 0 | Match
238 | No |  |  | OBR | 42 | OBR | 42 |  |  |  | Escort Required | Escort Required |  | Varies | Varies |  | LRI_NDBS_Component Usage: ‘X’ Usage for all other components: ‘O’ |  | 0 | 0 | Match
239 | No |  |  | OBR | 43 | OBR | 43 |  |  |  | Planned Patient Transport Comment | Planned Patient Transport Comment |  | Varies | Varies |  | LRI_NDBS_Component Usage: ‘X’ Usage for all other components: ‘O’ |  | 0 | 0 | Match
240 | No |  |  | OBR | 44 | OBR | 44 |  |  |  | Procedure Code | Procedure Code |  | Varies | Varies |  | LRI_NDBS_Component Usage: ‘X’ Usage for all other components: ‘O’ |  | 0 | 0 | Match
241 | No |  |  | OBR | 45 | OBR | 45 |  |  |  | Procedure Code Modifier | Procedure Code Modifier |  | Varies | Varies |  | LRI_NDBS_Component Usage: ‘X’ Usage for all other components: ‘O’ |  | 0 | 0 | Match
242 | No |  |  | OBR | 46 | OBR | 46 |  |  |  | Placer Supplemental Service Information | Placer Supplemental Service Information |  | Varies | Vareis |  | LRI_NDBS_Component Usage: ‘X’ Usage for all other components: ‘O’ |  | 0 | 0 | Match
243 | No |  |  | OBR | 47 | OBR | 47 |  |  |  | Filler Supplemental Service Information | Filler Supplemental Service Information | CWE_02 | RE | [0..*] | HL70411_USL | As defined in this guide, this field is used with the values from the table to indicate the type of test result structure being sent, i.e, the use of the ‘MIC’ value indicates the subsequent data will be structured as microbiology results. |  |  | 0
244 | No |  |  | OBR | 48 | OBR | 48 |  |  |  | Medically Necessary Duplicate Procedure Reason | Medically Necessary Duplicate Procedure Reason |  | Varies | Varies |  | LRI_NDBS_Component Usage: ‘X’ Usage for all other components: ‘O’ |  | 0 | 0 | Match
245 | No |  |  | OBR | 49 | OBR | 49 |  |  |  | Result Handling | Result Handling | CWE_04 | RE | [0..3] | HL70507_USL |  |  |  | 0
246 |  |  |  | OBR | 50 | OBR | 50 |  |  |  | Parent Universal Service Identifier | Parent Universal Service Identifier | Varies | Varies | [0..1] |  | Contains the universal service identifier of the parent order. PRU and FRU, or PRU only, or FRU only – Usage: ‘O’; PRU and FRN, or PRN and FRU, or PRN and FRN, or PRN only, or FRN only – Usage: ‘C(R/X) Condition Predicate: If OBR-29 (Parent) is valued. Data type: CWE_01 |  | 54089-8^Newborn screening panel American Health Information Community (AHIC)^LN | 54089-8^Newborn screening panel American Health Information Community (AHIC)^LN | Match
247 |  | TQ1 | TQ1 | TQ1 | TQ1 | [6 empty] | TQ1 | [5 empty] | TQ1 | TQ1 | TQ1 | TQ1
248 |  |  |  | TQ1 | 1 | TQ1 | 1 |  |  |  | Set ID - TQ1 | Set ID - TQ1 | SI | R | [1..1] |  |  | 1 | 1 | 1 | Match
249 | No |  |  | TQ1 | 2 | TQ1 | 2 |  |  |  | Quantity | Quantity |  | O |  |  |  |  | 0 | 0 | Match
250 | No |  |  | TQ1 | 3 | TQ1 | 3 |  |  |  | Repeat Pattern | Repeat Pattern |  | O |  |  |  |  | 0 | 0 | Match
251 | No |  |  | TQ1 | 4 | TQ1 | 4 |  |  |  | Explicit Time | Explicit Time |  | O |  |  |  |  | 0 | 0 | Match
252 | No |  |  | TQ1 | 5 | TQ1 | 5 |  |  |  | Relative Time and Units | Relative Time and Units |  | O |  |  |  |  | 0 | 0 | Match
253 | No |  |  | TQ1 | 6 | TQ1 | 6 |  |  |  | Service Duration | Service Duration |  | O |  |  |  |  | 0 | 0 | Match
254 | No |  |  | TQ1 | 7 | TQ1 | 7 |  |  |  | Start date/time | Start date/time | TS_06 | RE | [0..1] |  | The start date should be the expected date the order should begin or the anticipated date when the order will be fulfilled by the patient arriving at the Patient Service Center (PSC). If this is a future order this should have a date, otherwise it may be empty. A future order is an order with a start date/time where that start date/time indicates the earliest time the specimen can be collected. Leaving this field empty would indicate the earliest available date or when the patient arrives to have specimen drawn. |  | 0 | 0 | Match
255 | No |  |  | TQ1 | 8 | TQ1 | 8 |  |  |  | End date/time | End date/time | TS_06 | RE | [0..1] |  | The latest date and time by which the specimen should be collected. |  | 0 | 0 | Match
256 |  |  |  | TQ1 | 9 | TQ1 | 9 |  |  |  | Priority | Priority | CWE_02 | R | [1..1] | HL70485_USL |  | Routine | R^Routine^HL70485 | R^Routine^HL70485 | Match
257 | No |  |  | TQ1 | 10 | TQ1 | 10 |  |  |  | Condition text | Condition text |  | O |  |  |  |  | 0 | 0 | Match
258 | No |  |  | TQ1 | 11 | TQ1 | 11 |  |  |  | Text instruction | Text instruction |  | O |  |  |  |  | 0 | 0 | Match
259 | No |  |  | TQ1 | 12 | TQ1 | 12 |  |  |  | Conjunction | Conjunction |  | X |  |  | Excluded for this Implementation Guide, see Section 1.3.1 |  | 0 | 0 | Match
260 | No |  |  | TQ1 | 13 | TQ1 | 13 |  |  |  | Occurrence duration | Occurrence duration |  | O |  |  |  |  | 0 | 0 | Match
261 | No |  |  | TQ1 | 14 | TQ1 | 14 |  |  |  | Total occurrence's | Total occurrence's |  | O |  |  |  |  | 0 | 0 | Match
262 | No | OBX | OBX | OBX | OBX | [6 empty] | OBX | [5 empty] | OBX | OBX | OBX | OBX
263 | No |  |  | OBX | 1 | OBX | 1 |  |  |  | Set ID – OBX | Set ID – OBX | SI | R | [1..1] |  |  |  | 0 | 1
264 | No |  |  | OBX | 2 | OBX | 2 |  |  |  | Value Type | Value Type | ID | C(R/X) | [0..1] | HL70125_USL | Condition Predicate: If OBX-5 (Observation Value) is valued. This field identifies the data type used for OBX-5. |  |  | CWE
265 | No |  |  | OBX | 3 | OBX | 3 |  |  |  | Observation Identifier | Observation Identifier | CWE_01 | R | [1..1] | Logical Observation Identification Name and Codes (LOINC) | LOINC shall be used as the standard coding system for this field if an appropriate LOINC code exists, i.e., the LOINC concept is available in the LOINC database, accurately represents the observation, and has a status that allows its use. The status of the LOINC code (i.e. Active, Discouraged, Trial) is defined in the LOINC Manual Section 11.2 Classification of LOINC Term Status. If a local coding system is in use, a local code should also be sent to help with identification of coding issues. When no valid LOINC exists the local code may be the only code sent. When populating this field with values, this guide does not give preference to the triplet in which the standard (LOINC) code should appear. |  | 0 | 57721-3^Reason for lab test in Dried blood spot^LN
266 | No |  |  | OBX | 4 | OBX | 4 |  |  |  | Observation Sub-ID | Observation Sub-ID | Varies | C(R/RE) | [0..1] |  | LRI_CG_Component Data Type: OG_02 All others data type is OG_01 Condition Predicate: If there are multiple OBX segments associated with the same OBR segment that have the same OBX-3 (Observation Identifier) values for (OBX-3.1 (Identifier) and OBX-3.3 (Name of Coding System)) or (OBX-3.4 (Alternate Identifier) and OBX-3.6 (Name of Alternate Coding System)). Note: This field is pre-adopted from V2.8.2. |  | 0 | 0 | Match
267 | No |  |  | OBX | 5 | OBX | 5 |  |  |  | Observation Value | Observation Value | Varies | RE | [0..1] |  | Note: If value is coded, ST should not be used. See Section 10.2 SNOMED CT for guidance on how to value this field for Microbiology. |  | 0 | LA12421-6^Initial screen^LN
268 | No |  |  | OBX | 6 | OBX | 6 |  |  |  | Units | Units | CWE_03 | Varies | [0..1] |  | LRI_PH_Component Usage: ‘C(R/RE)’; Condition Predicate: If OBX-2 (Value Type) is valued ‘NM’ or ‘SN’ and OBX-11 is not valued ‘X’ or ‘N’. Note: If there is not a unit of measure available while the Condition Predicate is True, the value “NA” shall be used in CWE_03.1 (Identifier) and “HL70353” in CWE_03.3 (Name of Coding System). Usage for all other components: ‘RE’ See Section 10.4 UCUM |  | 0 | 0 | Match
269 | No |  |  | OBX | 7 | OBX | 7 |  |  |  | References Range | References Range | ST | RE | [0..1] |  | Guidance: It is not appropriate to send the reference range for a result in an associated NTE segment. It would be appropriate to send additional information clarifying the reference range in an NTE associated with this OBX. |  | 0 | 0 | Match
270 | No |  |  | OBX | 8 | OBX | 8 |  |  |  | Abnormal Flags | Abnormal Flags | Varies | RE | [0..*] | HL70078_USL | LRI_PH_Component Data Type: ‘CWE_03’; CWE data type is pre-adopted from HL7 v2.7. All other profiles Data Type: ‘IS’ LRI_PH_Component Value Set: HL70078_USL ( V2.7.1) All other profiles Value Set: Extended HL70078_USL (V2.5.1) This field will be populated from Table 0078 when appropriate. Therefore, if a laboratory populates OBX-8 with a coded interpretation, regardless of the coded interpretation sent, the EHR shall consume and display it. Microbiology example: Ceftazidime susceptibility (LOINC 133-9) value =¦<=^1¦, units = ug/ml, Abnormal flag = S |  |  | N
271 | No |  |  | OBX | 9 | OBX | 9 |  |  |  | Probability | Probability |  | Varies | Varies |  | LRI_NDBS_Component Usage: ‘X’ Usage for all other components: ‘O’ |  | 0 | 0 | Match
272 | No |  |  | OBX | 10 | OBX | 10 |  |  |  | Nature of Abnormal Test | Nature of Abnormal Test |  | Varies | Varies |  | LRI_NDBS_Component Usage: ‘X’ Usage for all other components: ‘O’ |  | 0 | 0 | Match
273 | No |  |  | OBX | 11 | OBX | 11 |  |  |  | Observation Result Status | Observation Result Status | ID | R | [1..1] | HL70085_USL |  |  |  | F
274 | No |  |  | OBX | 12 | OBX | 12 |  |  |  | Effective Date of Reference Range | Effective Date of Reference Range |  | Varies | Varies |  | LRI_NDBS_Component Usage: ‘X’ Usage for all other components: ‘O’ |  | 0 | 0 | Match
275 | No |  |  | OBX | 13 | OBX | 13 |  |  |  | User-Defined Access Checks | User-Defined Access Checks |  | Varies | Varies |  | LRI_NDBS_Component Usage: ‘X’ Usage for all other components: ‘O’ |  | 0 | 0 | Match
276 | No |  |  | OBX | 14 | OBX | 14 |  |  |  | Date/Time of the Observation | Date/Time of the Observation | Varies | RE | [0..1] |  | LRI_PH_Component Data Type: ‘TS_12’ LRI_PH_Component: The date/time testing was performed should be reported in OBX-19 (Date/Time of the Analysis) All other components Data Type: ‘TS_06’ For specimen-based test, if OBX-14 (Date/Time of Observation) is valued it must be the same as SPM-17.1 (Range Start Date/Time). If SPM-17.2 (Range End Date/Time) is present and relates to the same observation, then OBX-14 must be within the DR range. |  | 0 | 201702221854-0500
277 | No |  |  | OBX | 15 | OBX | 15 |  |  |  | Producer’s Reference | Producer’s Reference |  | Varies | Varies |  | LRI_NDBS_Component Usage: ‘X’ Usage for all other components: ‘O’ |  | 0 | 0 | Match
278 | No |  |  | OBX | 16 | OBX | 16 |  |  |  | Responsible Observer | Responsible Observer |  | Varies | Varies |  | LRI_NDBS_Component Usage: ‘X’ Usage for all other components: ‘O’ |  | 0 | 0 | Match
279 | No |  |  | OBX | 17 | OBX | 17 |  |  |  | Observation Method | Observation Method | Varies | Varies | Varies |  | LRI_PH_Component Data Type: ‘CWE_03’; Usage: ‘RE’; Cardinality: [0..1]; Value Set: HL7 V3 Observation Method and/or SNOMED CT Procedure Hierarchy. Usage for all other components: ‘O’ |  | 0 | 0 | Match
280 | No |  |  | OBX | 18 | OBX | 18 |  |  |  | Equipment Instance Identifier | Equipment Instance Identifier |  | Varies |  |  | LRI_NDBS_Component Usage: ‘X’ Usage for all other components: ‘O’ |  | 0 | 0 | Match
281 | No |  |  | OBX | 19 | OBX | 19 |  |  |  | Date/Time of the Analysis | Date/Time of the Analysis | TS_08 | RE | [0..1] |  | Be as precise as appropriate and available. |  | 0 | 0 | Match
282 | No |  |  | OBX | 20 | OBX | 20 |  |  |  | Reserved for harmonization with Version 2.6. | Reserved for harmonization with Version 2.6. |  | X |  |  | Excluded for this Implementation Guide, see Section 1.3.1. |  | 0 | 0 | Match
283 | No |  |  | OBX | 21 | OBX | 21 |  |  |  | Reserved for harmonization with Version 2.6. | Reserved for harmonization with Version 2.6. |  | X |  |  | Excluded for this Implementation Guide, see Section 1.3.1. |  | 0 | 0 | Match
284 | No |  |  | OBX | 22 | OBX | 22 |  |  |  | Reserved for harmonization with Version 2.6. | Reserved for harmonization with Version 2.6. |  | X |  |  | Excluded for this Implementation Guide, see Section 1.3.1. |  | 0 | 0 | Match
285 | No |  |  | OBX | 23 | OBX | 23 |  |  |  | Performing Organization Name | Performing Organization Name | Varies | R | [1..1] |  | LRI_PH_Component Data Type: XON_03 All other components: GU data type: XON_01 NG data type: XON_02 The information for producer ID is recorded as an XON data type. |  | 0 | 0 | Match
286 | No |  |  | OBX | 24 | OBX | 24 |  |  |  | Performing Organization Address | Performing Organization Address | XAD_01 | R | [1..1] |  |  |  | 0 | 0 | Match
287 | No |  |  | OBX | 25 | OBX | 25 |  |  |  | Performing Organization Medical Director | Performing Organization Medical Director | Varies | RE | [0..1] |  | GU data type: XCN_01 NG data type: XCN_02 |  | 0 | 0 | Match
288 | No |  |  | OBX | 26 | OBX | 26 |  |  |  | Patient Results Release Category | Patient Results Release Category |  | O |  |  |  |  | 0 | 0 | Match
289 | No |  |  | OBX | 27 | OBX | 27 |  |  |  | Root Cause | Root Cause |  | O |  |  |  |  | 0 | 0 | Match
290 | No |  |  | OBX | 28 | OBX | 28 |  |  |  | Local Process Control | Local Process Control |  | O |  |  |  |  | 0 | 0 | Match
291 | No |  |  | OBX | 29 | OBX | 29 |  |  |  | Observation Type | Observation Type | ID | R | [1..1] | HL70936_USL | Note: This field is pre-adopted from v2.8.2. |  |  | QST
292 | No |  |  | OBX | 30 | OBX | 30 |  |  |  | Observation Sub-Type | Observation Sub-Type | ID | RE | [0..1] | HL70937_USL | Note: This field is pre-adopted from v2.8.2. |  |  | AOE
293 |  | SPM | SPM | SPM | SPM | [6 empty] | SPM | [5 empty] | SPM | SPM | SPM | SPM
294 |  |  |  | SPM | 1 | SPM | 1 |  |  |  | Set ID – SPM | Set ID – SPM | SI | R | [1..1] |  |  | 1 | 1 | 1 | Match
295 |  |  |  | SPM | 2 | SPM | 2 |  |  |  | Specimen ID | Specimen ID | Varies | R | [1..1] |  | LRI_NDBS_Component GU data type: EIP_04; NG data type: EIP_03 LRI_PH_Component GU data type: EIP_05. All other components: GU data type: EIP_01 NG data type: EIP_02 | XXXXX&HospitalSystem&2.16.840.1.114222.XXX&ISO^555550001&VA PHL Richmond&2.16.840.1.114222.4.1.9977&ISO | XXXXX&HospitalSystem&2.16.840.1.114222.XXX&ISO^555550001&VA PHL Richmond&2.16.840.1.114222.4.1.9977&ISO | XXXXX&HospitalSystem&2.16.840.1.114222.XXX&ISO^555550001&VA PHL Richmond&2.16.840.1.114222.4.1.9977&ISO | Match
296 | No |  |  | SPM | 3 | SPM | 3 |  |  |  | Specimen Parent IDs | Specimen Parent IDs | Varies | RE | [0..*] |  | GU data type: EIP_01 NG data type: EIP_02 |  | 0 | 0 | Match
297 |  |  |  | SPM | 4 | SPM | 4 |  |  |  | Specimen Type | Specimen Type | CWE_03 | R | [1..1] | SNOMED_CT_USL and/or HL70487_USL | Codes from either HL70487_USL or SNOMED_CT_USL Specimen hierarchy codes may be used. It should be noted that in the future SNOMED CT Specimen hierarchy may become the only recommended value set so trading partners should consider moving in that direction. LRI_NDBS_Component Value Set Fixed to: '440500007^Blood spot specimen^SCT' |  | 440500007^Blood spot specimen^SCT | 440500007^Blood spot specimen^SCT | Match
298 | No |  |  | SPM | 5 | SPM | 5 |  |  |  | Specimen Type Modifier | Specimen Type Modifier | Varies | Varies | Varies | Varies | LRI_NDBS_Component Usage: ‘X’ LRI_PH_Component Data Type: ‘CWE_03’; Usage: ‘C(RE/X)’; Condition Predicate: If SPM-4.3 (Name of Coding System) or SPM-4.6 (Alternate Coding System ID) is valued ‘SCT’.; Cardinality: [0..*]; Value Set: SNOMED_CT_USL Usage for all other components: ‘O’ |  | 0 | 0 | Match
299 | No |  |  | SPM | 6 | SPM | 6 |  |  |  | Specimen Additives | Specimen Additives | Varies | Varies | Varies | Varies | LRI_NDBS_Component Usage: ‘X’ LRI_PH_Component Data Type: ‘CWE_03’; Usage: ‘RE’; Cardinality: [0..*]; Value Set: SNOMED_CT_USL and/or HL70371_USL Usage for all other components: ‘O’ |  | 0 | 0 | Match
300 | No |  |  | SPM | 7 | SPM | 7 |  |  |  | Specimen Collection Method | Specimen Collection Method | Varies | Varies | Varies | Varies | LRI_NDBS_Component Usage: ‘X’ LRI_PH_Component Data Type: ‘CWE_03’; Usage: ‘RE’; Cardinality: [0..1]; Value Set: SNOMED_CT_USL and/or HL70488_USL. Usage for all other components: ‘O’ |  | 0 | 0 | Match
301 | No |  |  | SPM | 8 | SPM | 8 |  |  |  | Specimen Source Site | Specimen Source Site | Varies | Varies | Varies | Varies | LRI_NDBS_Component Usage: ‘X’ LRI_PH_Component Data Type: CWE_03; Usage: ‘RE’; Cardinality: [0..1]; Value Set: SNOMED_CT_USL. Usage for all other components: ‘O’ |  | 0 | 0 | Match
302 | No |  |  | SPM | 9 | SPM | 9 |  |  |  | Specimen Source Site Modifier | Specimen Source Site Modifier | Varies | Varies | Varies | Varies | LRI_NDBS_Component Usage: ‘X’ LRI_PH_Component Data Type: CWE_03; Usage: ‘C(RE/X)’; Condition Predicate: If SPM-8.3 (Name of Coding System) or SPM-8.6 (Alternate Coding System ID) is valued ‘SCT’.; Cardinality: [0..*]; Value Set: SNOMED_CT_USL Usage for all other components: ‘O’ |  | 0 | 0 | Match
303 | No |  |  | SPM | 10 | SPM | 10 |  |  |  | Specimen Collection Site | Specimen Collection Site |  | Varies |  |  | LRI_NDBS_Component Usage: ‘X’ Usage for all other components: ‘O’ |  | 0 | 0 | Match
304 | No |  |  | SPM | 11 | SPM | 11 |  |  |  | Specimen Role | Specimen Role |  | Varies |  |  | LRI_NDBS_Component Usage: ‘X’ Usage for all other components: ‘O’ |  | 0 | 0 | Match
305 | No |  |  | SPM | 12 | SPM | 12 |  |  |  | Specimen Collection Amount | Specimen Collection Amount |  | Varies |  |  | LRI_NDBS_Component Usage: ‘X’ Usage for all other components: ‘O’ |  | 0 | 0 | Match
306 | No |  |  | SPM | 13 | SPM | 13 |  |  |  | Grouped Specimen Count | Grouped Specimen Count |  | Varies |  |  | LRI_NDBS_Component Usage: ‘X’ Usage for all other components: ‘O’ |  | 0 | 0 | Match
307 | No |  |  | SPM | 14 | SPM | 14 |  |  |  | Specimen Description | Specimen Description |  | Varies |  |  | LRI_NDBS_Component Usage: ‘X’ Usage for all other components: ‘O’ |  | 0 | 0 | Match
308 | No |  |  | SPM | 15 | SPM | 15 |  |  |  | Specimen Handling Code | Specimen Handling Code |  | Varies |  |  | LRI_NDBS_Component Usage: ‘X’ Usage for all other components: ‘O’ |  | 0 | 0 | Match
309 | No |  |  | SPM | 16 | SPM | 16 |  |  |  | Specimen Risk Code | Specimen Risk Code |  | Varies |  |  | LRI_NDBS_Component Usage: ‘X’ Usage for all other components: ‘O’ |  | 0 | 0 | Match
310 |  |  |  | SPM | 17 | SPM | 17 |  |  |  | Specimen Collection Date/Time | Specimen Collection Date/Time | DR_01 | Varies | Varies |  | SPM-17.1 must use TS_12 for the data type definition. SPM-17.2 must use TS_06 for the data type definition. For specimen-based test, if only SPM-17.1 (Range Start Date/Time) is valued it must be the same as OBX-14 (Date/Time of the Observation). If both SPM-17.1 and SPM-17.2 (Range End Date/Time) are present and relates to the same observation, then OBX-14 must be within this DR_01 range. LRI_PH_Component Usage: ‘R’ Cardinality: [1..1] Usage for all other components: ‘RE’, Cardinality: [0..1] | 2017-02-22 18:54 | 201702221854-0500 | 201702221854-0500 | Match
311 | No |  |  | SPM | 18 | SPM | 18 |  |  |  | Specimen Received Date/Time | Specimen Received Date/Time |  | Varies |  |  | LRI_PH_Component Data Type: ‘TS_06’; Usage: ‘R’ Cardinality: [1..1] Usage for all other components: ‘O’ |  | 0 | 0 | Match
312 | No |  |  | SPM | 19 | SPM | 19 |  |  |  | Specimen Expiration Date/Time | Specimen Expiration Date/Time |  | Varies |  |  | LRI_NDBS_Component Usage: ‘X’ Usage for all other components: ‘O’ |  | 0 | 0 | Match
313 | No |  |  | SPM | 20 | SPM | 20 |  |  |  | Specimen Availability | Specimen Availability |  | Varies |  |  | LRI_NDBS_Component Usage: ‘X’ Usage for all other components: ‘O’ |  | 0 | 0 | Match
314 | No |  |  | SPM | 21 | SPM | 21 |  |  |  | Specimen Reject Reason | Specimen Reject Reason | CWE_03 | RE | [0..*] | HL70490_USL | SPM-21 should not be interpreted as the cancel reason. |  |  | 0
315 | No |  |  | SPM | 22 | SPM | 22 |  |  |  | Specimen Quality | Specimen Quality |  | Varies |  |  | LRI_NDBS_Component Usage: ‘X’ Usage for all other components: ‘O’ |  | 0 | 0 | Match
316 | No |  |  | SPM | 23 | SPM | 23 |  |  |  | Specimen Appropriateness | Specimen Appropriateness |  | Varies |  |  | LRI_NDBS_Component Usage: ‘X’ Usage for all other components: ‘O’ |  | 0 | 0 | Match
317 | No |  |  | SPM | 24 | SPM | 24 |  |  |  | Specimen Condition | Specimen Condition | CWE_03 | RE | [0..5] | HL70493_USL |  |  |  | 0
318 | No |  |  | SPM | 25 | SPM | 25 |  |  |  | Specimen Current Quantity | Specimen Current Quantity |  | Varies |  |  | LRI_NDBS_Component Usage: ‘X’ Usage for all other components: ‘O’ |  | 0 | 0 | Match
319 | No |  |  | SPM | 26 | SPM | 26 |  |  |  | Number of Specimen Containers | Number of Specimen Containers |  | Varies |  |  | LRI_NDBS_Component Usage: ‘X’ Usage for all other components: ‘O’ |  | 0 | 0 | Match
320 | No |  |  | SPM | 27 | SPM | 27 |  |  |  | Container Type | Container Type |  | Varies |  |  | LRI_NDBS_Component Usage: ‘X’ Usage for all other components: ‘O’ |  | 0 | 0 | Match
321 | No |  |  | SPM | 28 | SPM | 28 |  |  |  | Container Condition | Container Condition |  | Varies |  |  | LRI_NDBS_Component Usage: ‘X’ Usage for all other components: ‘O’ |  | 0 | 0 | Match
322 | No |  |  | SPM | 29 | SPM | 29 |  |  |  | Specimen Child Role | Specimen Child Role |  | Varies |  |  | LRI_NDBS_Component Usage: ‘X’ Usage for all other components: ‘O’ |  | 0 | 0 | Match
323 | No | NTE | NTE | NTE | NTE | [6 empty] | NTE | [5 empty] | NTE | NTE | NTE | NTE
324 | No |  |  | NTE | 1 | NTE | 1 |  |  |  | Set ID – NTE | Set ID – NTE | SI | R | [1..1] |  |  |  | 0 | Not found
325 | No |  |  | NTE | 2 | NTE | 2 |  |  |  | Source of Comment | Source of Comment |  | Varies |  |  | LRI_PH_Component Data Type: ‘ID’; Usage: ‘RE’ Cardinality: [0..1]; Value Set: HL70105_USL Usage for all other components: ‘O’ |  | 0 | Not found
326 | No |  |  | NTE | 3 | NTE | 3 |  |  |  | Comment | Comment | FT | R | [1..1] |  | Comment contained in the segment. Note: This Implementation Guide disallows the use of ‘~’, hexadecimal or local escape sequences as a line break indicator. |  | 0 | Not found
327 | No |  |  | NTE | 4 | NTE | 4 |  |  |  | Comment Type | Comment Type | Varies | Varies | Varies | Varies | LRI_NDBS_Component and LRI_PH_Component Data Type: ‘CWE_03’; Usage: ‘RE’; Cardinality: [ 0..1]; Value Set: HL70364_USL Usage for all other components: ‘O’ |  |  | Not found
328 |  |  | Belongs to Order Code | OBX | LOINC | [5 empty] | LOINC Name | LOINC Name | Result Type/Order Only | Cardinality | R/O/C |  | Comment
329 |  | Newborn screening panel American Health Information Community (AHIC) |  |  |  | OBR | 4 | 54089-8 |  |  | Newborn screening panel American Health Information Community (AHIC) | Newborn screening panel American Health Information Community (AHIC)
330 |  | Newborn screening panel American Health Information Community (AHIC) | N/A | OBR | 54089-8 | OBR | 4 |  |  | 54089-8 | Newborn screening panel American Health Information Community (AHIC) | Newborn screening panel American Health Information Community (AHIC) | Order Only | [1..1] | R |  | This is the high-level order panel, it will be in OBR-4 (Universal Service Identifier) in the order message. It will NOT be in the result message in OBR-4 (Universal Service Identifier), but it may be identified in OBR-50 (Parent Universal Identifier) for all related Order_Observation groups. |  |  | Not found
331 |  | Newborn Screening Report summary panel |  |  |  | OBR | 4 | 57128-1 |  |  | Newborn Screening Report summary panel | Newborn Screening Report summary panel | Order Only | [1..1] | R |  | Must be present in one OBR-4 (Universal Service Identifier) in the result message.
332 |  | Newborn Screening Report summary panel | 54089-8 | OBR | 57128-1 | OBR | 4 |  |  | 57128-1 | Newborn Screening Report summary panel | Newborn Screening Report summary panel | [6 empty] | 57128-1^Newborn Screening Report summary panel^LN | 57128-1^Newborn Screening Report summary panel^LN | Match
333 |  | Newborn Screening Report summary panel |  | OBX | [7 empty] | Reason for lab test in Dried blood spot
334 |  | Newborn Screening Report summary panel | 57128-1 | OBX | 57721-3 | OBX | 3 | 57721-3 |  |  | Reason for lab test in Dried blood spot | Observation Identifier | Coded | [0..1] | O |  | Normative Answer List (LL831-9) Initial screen LA12421-6 Subsequent screen - required by law LA12425-7 Subsequent screen - required by protocol LA12426-5 Subsequent screen - for clarification of initial results (not by law or protocol LA12427-3 Subsequent screen - reason LA16473-3 No sample collected due to parental refusal LA14132-7 Note: Definitions and additional details available at: http://s.details.loinc.org/LOINC/57721-3.html?sections=Simple |  | 57721-3^Reason for lab test in Dried blood spot^LN | 57721-3^Reason for lab test in Dried blood spot^LN | Match
335 |  | Newborn Screening Report summary panel | 57128-1 | OBX | 57721-3 | OBX | 5 | 57721-3 | LA12421-6 |  | Reason for lab test in Dried blood spot | Observation Value | [5 empty] | Initial screen | LA12421-6^Initial screen^LN | LA12421-6^Initial screen^LN | Match
336 |  | Newborn Screening Report summary panel | 57128-1 | OBX | 57721-3 | OBX | 2 | 57721-3 |  |  | Value Type | Value Type | [6 empty] | CWE | CWE | Match
337 |  | Newborn Screening Report summary panel | 57128-1 | OBX | 57721-3 | OBX | 4 | 57721-3 |  |  | Reason for lab test in Dried blood spot | Observation Sub-ID | [6 empty] | 0 | 0 | Match
338 |  | Newborn Screening Report summary panel | 57128-1 | OBX | 57721-3 | OBX | 11 | 57721-3 |  |  | Observation Result Status | Observation Result Status | [5 empty] | F | F | F | Match
339 |  | Newborn Screening Report summary panel | 57128-1 | OBX | 57721-3 | OBX | 19 | 57721-3 |  |  | Reason for lab test in Dried blood spot | Date/Time of the Analysis | [6 empty] | 0 | 0 | Match
340 |  | Newborn Screening Report summary panel | 57128-1 | OBX | 57721-3 | OBX | 29 | 57721-3 |  |  | Observation Type | Observation Type | [5 empty] | QST | QST | QST | Match
341 |  | Newborn Screening Report summary panel |  | OBX | [7 empty] | Sample quality of Dried blood spot
342 |  | Newborn Screening Report summary panel | 57128-1 | OBX | 57718-9 | OBX | 3 | 57718-9 |  |  | Sample quality of Dried blood spot | Observation Identifier | Coded | [0..*] | C |  | Condition: At minimum one of either SPM-24 (Specimen Condition) or an OBX with this LOINC MUST be present. Preferred Answer List (LL832-7) Acceptable LA12432-3 No sample received LA12433-1 Specimen damaged during transport LA20623-7 Specimen received in sealed plastic container LA20624-5 Specimen quantity insufficient due to incomplete saturation (blood did not soak through paper) LA20625-2 Specimen quantity insufficient because blood did not completely fill specimen circles LA20626-0 Specimen has uneven saturation LA20627-8 Specimen appears scratched or abraded LA12682-3 Specimen not dry before mailing LA12683-1 Specimen appears supersaturated LA12684-9 Specimen appears diluted, discolored or contaminated LA12685-6 Specimen exhibits serum rings LA12686-4 Specimen appears clotted or layered LA12435-6 Specimen not eluting LA20628-6 No blood LA12687-2 Sample too old LA12441-4 Testing of this specimen indicates more than one source of blood is present on the filter paper card LA20630-2 Unsuitable for other reasons LA20629-4 Note: Definitions and additional details available at: http://s.details.loinc.org/LOINC/57718-9.html?sections=Simple |  | 57718-9^Sample quality of Dried blood spot^LN | 57718-9^Sample quality of Dried blood spot^LN | Match
343 |  | Newborn Screening Report summary panel | 57128-1 | OBX | 57718-9 | OBX | 5 | 57718-9 |  |  | Sample quality of Dried blood spot | Observation Value | [5 empty] | Acceptable | LA12432-3^Acceptable^LN | LA12432-3^Acceptable^LN | Match
344 |  | Newborn Screening Report summary panel | 57128-1 | OBX | 57718-9 | OBX | 2 | 57718-9 |  |  | Value Type | Value Type | [6 empty] | CWE | CWE | Match
345 |  | Newborn Screening Report summary panel | 57128-1 | OBX | 57718-9 | OBX | 4 | 57718-9 |  |  | Sample quality of Dried blood spot | Observation Sub-ID | [6 empty] | 0 | 0 | Match
346 |  | Newborn Screening Report summary panel | 57128-1 | OBX | 57718-9 | OBX | 11 | 57718-9 |  |  | Observation Result Status | Observation Result Status | [5 empty] | F | F | F | Match
347 |  | Newborn Screening Report summary panel | 57128-1 | OBX | 57718-9 | OBX | 19 | 57718-9 |  |  | Sample quality of Dried blood spot | Date/Time of the Analysis | [5 empty] | 201702281252-0500 | 201702281252-0500 | 201702291252-0500
348 |  | Newborn Screening Report summary panel | 57128-1 | OBX | 57718-9 | OBX | 29 | 57718-9 |  |  | Observation Type | Observation Type | [5 empty] | RSLT | RSLT | RSLT | Match
349 |  | Newborn Screening Report summary panel |  | OBX | [7 empty] | Newborn screening report - overall interpretation
350 |  | Newborn Screening Report summary panel | 57128-1 | OBX | 57130-7 | OBX | 3 | 57130-7 |  |  | Newborn screening report - overall interpretation | Observation Identifier | Coded | [1..*] | R |  | Example Answer List (LL771-7) All screening is in range for the conditions tested LA12428-1 Screen is borderline for at least one condition LA12429-9 Screen is indeterminate for at least one condition LA18943-3 Screen is out of range for at least one condition LA18944-1 Out of range requiring further dried blood spot testing for at least one condition LA12430-7 Out of range requiring immediate referral LA25817-0 Out of range requiring immediate second-tier testing for at least one condition LA12431-5 Out of range requiring deferred follow-up for at least one condition LA18594-4 Screening not done due to parental refusal LA14133-5 One or more tests pending LA16204-2 Specimen unsatisfactory for at least one condition LA16205-9 Note: Definitions and additional details available at: http://s.details.loinc.org/LOINC/57130-7.html?sections=Simple |  | 57130-7^Newborn screening report - overall interpretation^LN | 57130-7^Newborn screening report - overall interpretation^LN | Match
351 |  | Newborn Screening Report summary panel | 57128-1 | OBX | 57130-7 | OBX | 5 | 57130-7 |  |  | Newborn screening report - overall interpretation | Observation Value | [5 empty] | Out of range requiring immediate second-tier testing for at least one condition | LA12431-5^Out of range requiring immediate second-tier testing for at least one condition^LN | LA12431-5^Out of range requiring immediate second-tier testing for at least one condition^LN | Match
352 |  | Newborn Screening Report summary panel | 57128-1 | OBX | 57130-7 | OBX | 2 | 57130-7 |  |  | Value Type | Value Type | [6 empty] | CWE | CWE | Match
353 |  | Newborn Screening Report summary panel | 57128-1 | OBX | 57130-7 | OBX | 4 | 57130-7 |  |  | Newborn screening report - overall interpretation | Observation Sub-ID | [6 empty] | 0 | 0 | Match
354 |  | Newborn Screening Report summary panel | 57128-1 | OBX | 57130-7 | OBX | 11 | 57130-7 |  |  | Observation Result Status | Observation Result Status | [5 empty] | F | F | F | Match
355 |  | Newborn Screening Report summary panel | 57128-1 | OBX | 57130-7 | OBX | 19 | 57130-7 |  |  | Newborn screening report - overall interpretation | Date/Time of the Analysis | [5 empty] | 201702281252-0500 | 201702281252-0500 | 201702291252-0500
356 |  | Newborn Screening Report summary panel | 57128-1 | OBX | 57130-7 | OBX | 29 | 57130-7 |  |  | Observation Type | Observation Type | [5 empty] | RSLT | RSLT | RSLT | Match
357 |  | Newborn Screening Report summary panel |  | OBX | [7 empty] | Newborn conditions with positive markers [Identifier] in Dried blood spot
358 |  | Newborn Screening Report summary panel | 57128-1 | OBX | 57131-5 | OBX | 3 | 57131-5 |  |  | Newborn conditions with positive markers [Identifier] in Dried blood spot | Observation Identifier | Coded | [0..*] | O |  | Preferred answers are listed at http://s.details.loinc.org/LOINC/57131- 5.html?sections=Simple including condition name abbreviation, SNOMED CT codes where available, and LOINC answer (LA) codes. |  | 57131-5^Newborn conditions with positive markers [Identifier] in Dried blood spot^LN | 57131-5^Newborn conditions with positive markers [Identifier] in Dried blood spot^LN | Match
359 |  | Newborn Screening Report summary panel | 57128-1 | OBX | 57131-5 | OBX | 5 | 57131-5 |  |  | Newborn conditions with positive markers [Identifier] in Dried blood spot | Observation Value | [7 empty] | LA12496-8^HCY^LN^11282001^Homocystinuria^SCT
360 |  | Newborn Screening Report summary panel | 57128-1 | OBX | 57131-5 | OBX | 2 | 57131-5 |  |  | Value Type | Value Type | [6 empty] | CWE | CWE | Match
361 |  | Newborn Screening Report summary panel | 57128-1 | OBX | 57131-5 | OBX | 4 | 57131-5 |  |  | Newborn conditions with positive markers [Identifier] in Dried blood spot | Observation Sub-ID | [6 empty] | 0 | 1
362 |  | Newborn Screening Report summary panel | 57128-1 | OBX | 57131-5 | OBX | 11 | 57131-5 |  |  | Observation Result Status | Observation Result Status | [5 empty] | F | F | F | Match
363 |  | Newborn Screening Report summary panel | 57128-1 | OBX | 57131-5 | OBX | 19 | 57131-5 |  |  | Newborn conditions with positive markers [Identifier] in Dried blood spot | Date/Time of the Analysis | [5 empty] | 201702281252-0500 | 201702281252-0500 | 201702291252-0500
364 |  | Newborn Screening Report summary panel | 57128-1 | OBX | 57131-5 | OBX | 29 | 57131-5 |  |  | Observation Type | Observation Type | [5 empty] | RSLT | RSLT | RSLT | Match
365 | No | Newborn Screening Report summary panel |  | OBX | [7 empty] | Newborn conditions with equivocal markers [Identifier] in Dried blood spot
366 | No | Newborn Screening Report summary panel | 57128-1 | OBX | 57720-5 | OBX | 3 | 57720-5 |  |  | Newborn conditions with equivocal markers [Identifier] in Dried blood spot | Observation Identifier | Coded | [0..*] | O |  | Preferred answers are listed at http://s.details.loinc.org/LOINC/57720- 5.html?sections=Simple including answer text (condition name abbreviation), SNOMED CT codes where available, and LOINC answer (LA) codes. |  | 57720-5^Newborn conditions with equivocal markers [Identifier] in Dried blood spot^LN | Not found
367 | No | Newborn Screening Report summary panel | 57128-1 | OBX | 57720-5 | OBX | 5 | 57720-5 |  |  | Newborn conditions with equivocal markers [Identifier] in Dried blood spot | Observation Value | [7 empty] | Not found
368 | No | Newborn Screening Report summary panel | 57128-1 | OBX | 57720-5 | OBX | 2 | 57720-5 |  |  | Value Type | Value Type | [6 empty] | CWE | Not found
369 | No | Newborn Screening Report summary panel | 57128-1 | OBX | 57720-5 | OBX | 4 | 57720-5 |  |  | Newborn conditions with equivocal markers [Identifier] in Dried blood spot | Observation Sub-ID | [6 empty] | 0 | Not found
370 | No | Newborn Screening Report summary panel | 57128-1 | OBX | 57720-5 | OBX | 11 | 57720-5 |  |  | Observation Result Status | Observation Result Status | [5 empty] | F | F | Not found
371 | No | Newborn Screening Report summary panel | 57128-1 | OBX | 57720-5 | OBX | 19 | 57720-5 |  |  | Newborn conditions with equivocal markers [Identifier] in Dried blood spot | Date/Time of the Analysis | [6 empty] | 0 | Not found
372 | No | Newborn Screening Report summary panel | 57128-1 | OBX | 57720-5 | OBX | 29 | 57720-5 |  |  | Observation Type | Observation Type | [6 empty] | 0 | Not found
373 |  | Newborn Screening Report summary panel |  | OBX | [7 empty] | Newborn screening short narrative summary
374 |  | Newborn Screening Report summary panel | 57128-1 | OBX | 57724-7 | OBX | 3 | 57724-7 |  |  | Newborn screening short narrative summary | Observation Identifier | Text | [0..1] | O |  |  |  | 57724-7^Newborn screening short narrative summary^LN | 57724-7^Newborn screening short narrative summary^LN | Match
375 |  | Newborn Screening Report summary panel | 57128-1 | OBX | 57724-7 | OBX | 5 | 57724-7 |  |  | Newborn screening short narrative summary | Observation Value | [5 empty] | SUMMARY: Newborn Metabolic Screen REQUIRES FOLLOW UP\.br\SUBMIT A REPEAT BLOOD SPOT CARD IMMEDIATELY\.br\ | SUMMARY: Newborn Metabolic Screen REQUIRES FOLLOW UP\.br\SUBMIT A REPEAT BLOOD SPOT CARD IMMEDIATELY\.br\ | SUMMARY: Newborn Metabolic Screen REQUIRES FOLLOW UP\.br\SUBMIT A REPEAT BLOOD SPOT CARD IMMEDIATELY\.br\ | Match
376 |  | Newborn Screening Report summary panel | 57128-1 | OBX | 57724-7 | OBX | 2 | 57724-7 |  |  | Value Type | Value Type | [6 empty] | TX | FT
377 |  | Newborn Screening Report summary panel | 57128-1 | OBX | 57724-7 | OBX | 4 | 57724-7 |  |  | Newborn screening short narrative summary | Observation Sub-ID | [6 empty] | 0 | 0 | Match
378 |  | Newborn Screening Report summary panel | 57128-1 | OBX | 57724-7 | OBX | 11 | 57724-7 |  |  | Observation Result Status | Observation Result Status | [5 empty] | F | F | F | Match
379 |  | Newborn Screening Report summary panel | 57128-1 | OBX | 57724-7 | OBX | 19 | 57724-7 |  |  | Newborn screening short narrative summary | Date/Time of the Analysis | [5 empty] | 201702281252-0500 | 201702281252-0500 | 201702291252-0500
380 |  | Newborn Screening Report summary panel | 57128-1 | OBX | 57724-7 | OBX | 29 | 57724-7 |  |  | Observation Type | Observation Type | [5 empty] | RSLT | RSLT | RSLT | Match
381 | No | Newborn Screening Report summary panel |  | OBX | [7 empty] | Full newborn screening summary report for display or printing
382 | No | Newborn Screening Report summary panel | 57128-1 | OBX | 57129-9 | OBX | 3 | 57129-9 |  |  | Full newborn screening summary report for display or printing | Observation Identifier | Text | [0..1] | O |  |  |  | 57129-9^Full newborn screening summary report for display or printing^LN | Not found
383 | No | Newborn Screening Report summary panel | 57128-1 | OBX | 57129-9 | OBX | 5 | 57129-9 |  |  | Full newborn screening summary report for display or printing | Observation Value | [6 empty] | 0 | Not found
384 | No | Newborn Screening Report summary panel | 57128-1 | OBX | 57129-9 | OBX | 2 | 57129-9 |  |  | Value Type | Value Type | [6 empty] | TX | Not found
385 | No | Newborn Screening Report summary panel | 57128-1 | OBX | 57129-9 | OBX | 4 | 57129-9 |  |  | Full newborn screening summary report for display or printing | Observation Sub-ID | [6 empty] | 0 | Not found
386 | No | Newborn Screening Report summary panel | 57128-1 | OBX | 57129-9 | OBX | 11 | 57129-9 |  |  | Observation Result Status | Observation Result Status | [5 empty] | F | F | Not found
387 | No | Newborn Screening Report summary panel | 57128-1 | OBX | 57129-9 | OBX | 19 | 57129-9 |  |  | Full newborn screening summary report for display or printing | Date/Time of the Analysis | [6 empty] | 0 | Not found
388 | No | Newborn Screening Report summary panel | 57128-1 | OBX | 57129-9 | OBX | 29 | 57129-9 |  |  | Observation Type | Observation Type | [6 empty] | 0 | Not found
389 |  | Newborn Screening Report summary panel |  | OBX | [7 empty] | Conditions tested for in this newborn screening study [Identifier] in Dried blood spot
390 |  | Newborn Screening Report summary panel | 57128-1 | OBX | 57719-7 | OBX | 3 | 57719-7 |  |  | Conditions tested for in this newborn screening study [Identifier] in Dried blood spot | Observation Identifier | Coded | [0..*] | C |  | Condition: This information MUST be reported, either using this LOINC code in repeating OBX segments, or in a NTE segment following the first OBR indicating ALL conditions tested for in this panel. Preferred Answer List (LL841-8) plus answer text (condition name abbreviation), SNOMED CT codes where available, and LOINC answer (LA) codes available at http://s.details.loinc.org/LOINC/57719- 7.html?sections=Simple. |  | 57719-7^Conditions tested for in this newborn screening study [Identifier] in Dried blood spot^LN | 57719-7^Conditions tested for in this newborn screening study [Identifier] in Dried blood spot^LN | Match
391 |  | Newborn Screening Report summary panel | 57128-1 | OBX | 57719-7 | OBX | 5 | 57719-7 |  |  | Conditions tested for in this newborn screening study [Identifier] in Dried blood spot | Observation Value | [7 empty] | LA12463-8^HEAR^LN^15188001^Hearing loss^SCT
392 |  | Newborn Screening Report summary panel | 57128-1 | OBX | 57719-7 | OBX | 2 | 57719-7 |  |  | Value Type | Value Type | [6 empty] | CWE | CWE | Match
393 |  | Newborn Screening Report summary panel | 57128-1 | OBX | 57719-7 | OBX | 4 | 57719-7 |  |  | Conditions tested for in this newborn screening study [Identifier] in Dried blood spot | Observation Sub-ID | [6 empty] | 0 | 1
394 |  | Newborn Screening Report summary panel | 57128-1 | OBX | 57719-7 | OBX | 11 | 57719-7 |  |  | Observation Result Status | Observation Result Status | [5 empty] | F | F | F | Match
395 |  | Newborn Screening Report summary panel | 57128-1 | OBX | 57719-7 | OBX | 19 | 57719-7 |  |  | Conditions tested for in this newborn screening study [Identifier] in Dried blood spot | Date/Time of the Analysis | [5 empty] | 201702281252-0500 | 201702281252-0500 | 201702291252-0500
396 |  | Newborn Screening Report summary panel | 57128-1 | OBX | 57719-7 | OBX | 29 | 57719-7 |  |  | Observation Type | Observation Type | [5 empty] | RSLT | RSLT | RSLT | Match
397 | No | Newborn Screening Report summary panel |  | OBX | [7 empty] | Newborn screening report overall laboratory comment
398 | No | Newborn Screening Report summary panel | 57128-1 | OBX | 69969-4 | OBX | 3 | 69969-4 |  |  | Newborn screening report overall laboratory comment | Observation Identifier | Text | [0..*] | O |  |  |  | 69969-4^Newborn screening report overall laboratory comment^LN | Not found
399 | No | Newborn Screening Report summary panel | 57128-1 | OBX | 69969-4 | OBX | 5 | 69969-4 |  |  | Newborn screening report overall laboratory comment | Observation Value | [6 empty] | 0 | Not found
400 | No | Newborn Screening Report summary panel | 57128-1 | OBX | 69969-4 | OBX | 2 | 69969-4 |  |  | Value Type | Value Type | [6 empty] | TX | Not found
401 | No | Newborn Screening Report summary panel | 57128-1 | OBX | 69969-4 | OBX | 4 | 69969-4 |  |  | Newborn screening report overall laboratory comment | Observation Sub-ID | [6 empty] | 0 | Not found
402 | No | Newborn Screening Report summary panel | 57128-1 | OBX | 69969-4 | OBX | 11 | 69969-4 |  |  | Observation Result Status | Observation Result Status | [5 empty] | F | F | Not found
403 | No | Newborn Screening Report summary panel | 57128-1 | OBX | 69969-4 | OBX | 19 | 69969-4 |  |  | Newborn screening report overall laboratory comment | Date/Time of the Analysis | [6 empty] | 0 | Not found
404 | No | Newborn Screening Report summary panel | 57128-1 | OBX | 69969-4 | OBX | 29 | 69969-4 |  |  | Observation Type | Observation Type | [6 empty] | 0 | Not found
405 |  | Newborn screen card data panel | [9 empty] | Newborn screen card data panel
406 |  | Newborn screen card data panel | 54089-8 | OBR | 57717-1 | OBR | 4 |  |  | 57717-1 | Newborn screen card data panel | Newborn screen card data panel | Order Only | [1..1] | R |  | This code will be in a new Order_ObservationGroup. Any information that is used for NDBS result interpretation MUST be sent back in the LRI message, even to the ordering provider to document the data used for decision making. |  | 57717-1^Newborn screen card data panel^LN | 57717-1^Newborn screen card data panel^LN | Match
407 |  | Newborn screen card data panel |  | OBX | [7 empty] | State printed on filter paper card [Identifier] in NBS card
408 |  | Newborn screen card data panel | 57717-1 | OBX | 57716-3 | OBX | 3 | 57716-3 |  |  | State printed on filter paper card [Identifier] in NBS card | Observation Identifier | Text | [0..1] | C |  | Condition: This LOINC does not appear in the message: this data element is conveyed in SPM-2.1 (Specimen ID.Placer Assigned Identifier) in the message. |  | 57716-3^State printed on filter paper card [Identifier] in NBS card^LN | 57716-3^State printed on filter paper card [Identifier] in NBS card^LN | Match
409 |  | Newborn screen card data panel | 57717-1 | OBX | 57716-3 | OBX | 5 | 57716-3 | 0 |  | State printed on filter paper card [Identifier] in NBS card | Observation Value | [6 empty] | 0 | Not found
410 |  | Newborn screen card data panel | 57717-1 | OBX | 57716-3 | OBX | 2 | 57716-3 |  |  | Value Type | Value Type | [6 empty] | TX | TX | Match
411 |  | Newborn screen card data panel | 57717-1 | OBX | 57716-3 | OBX | 4 | 57716-3 |  |  | State printed on filter paper card [Identifier] in NBS card | Observation Sub-ID | [6 empty] | 0 | 0 | Match
412 |  | Newborn screen card data panel | 57717-1 | OBX | 57716-3 | OBX | 11 | 57716-3 |  |  | Observation Result Status | Observation Result Status | [5 empty] | F | F | F | Match
413 |  | Newborn screen card data panel | 57717-1 | OBX | 57716-3 | OBX | 19 | 57716-3 |  |  | State printed on filter paper card [Identifier] in NBS card | Date/Time of the Analysis | [6 empty] | 0 | 0 | Match
414 |  | Newborn screen card data panel | 57717-1 | OBX | 57716-3 | OBX | 29 | 57716-3 |  |  | Observation Type | Observation Type | [5 empty] | QST | QST | QST | Match
415 |  | Newborn screen card data panel |  | OBX | [7 empty] | Collection method – Dried blood spot
416 |  | Newborn screen card data panel | 57717-1 | OBX | 79566-6 | OBX | 3 | 79566-6 |  |  | Collection method – Dried blood spot | Observation Identifier | Coded | [0..1] | C |  | Condition: This LOINC does not appear in the message; this data element is conveyed in SPM-7 Specimen Collection Method with LRI_NDBS_Component Usage: Data Type: CWE_03; Usage: ‘RE’, Cardinality: [0..1], Value Set: SNOMED CT and/or LOINC Preferred Answer List (LL3860-5). |  | 79566-6^Collection method – Dried blood spot^LN | 79566-6^Collection method – Dried blood spot^LN | Match
417 |  | Newborn screen card data panel | 57717-1 | OBX | 79566-6 | OBX | 5 | 79566-6 |  |  | Collection method – Dried blood spot | Observation Value | [5 empty] | Heel stick | LA25402-1^Heel stick^LN | LA25402-1^Heel stick^LN | Match
418 |  | Newborn screen card data panel | 57717-1 | OBX | 79566-6 | OBX | 2 | 79566-6 |  |  | Value Type | Value Type | [6 empty] | CWE | CWE | Match
419 |  | Newborn screen card data panel | 57717-1 | OBX | 79566-6 | OBX | 4 | 79566-6 |  |  | Collection method – Dried blood spot | Observation Sub-ID | [6 empty] | 0 | 0 | Match
420 |  | Newborn screen card data panel | 57717-1 | OBX | 79566-6 | OBX | 11 | 79566-6 |  |  | Observation Result Status | Observation Result Status | [5 empty] | F | F | F | Match
421 |  | Newborn screen card data panel | 57717-1 | OBX | 79566-6 | OBX | 19 | 79566-6 |  |  | Collection method – Dried blood spot | Date/Time of the Analysis | [6 empty] | 0 | 0 | Match
422 |  | Newborn screen card data panel | 57717-1 | OBX | 79566-6 | OBX | 29 | 79566-6 |  |  | Observation Type | Observation Type | [5 empty] | QST | QST | QST | Match
423 |  | Newborn screen card data panel |  | OBX | [7 empty] | Birth weight Measured
424 |  | Newborn screen card data panel | 57717-1 | OBX | 8339-4 | OBX | 3 | 8339-4 |  |  | Birth weight Measured | Observation Identifier | Numeric | [0..1] | C |  | This information is expected to be provided with the order and will be sent back, if received; If not received with the order, the interpretation will be done on null. |  | 8339-4^Birth weight Measured^LN | 8339-4^Birth weight Measured^LN | Match
425 |  | Newborn screen card data panel | 57717-1 | OBX | 8339-4 | OBX | 5 | 8339-4 |  |  | Birth weight Measured | Observation Value | [5 empty] | 2921 | 2921 | 2921 | Match
426 |  | Newborn screen card data panel | 57717-1 | OBX | 8339-4 | OBX | 6 | 8339-4 |  |  | Birth weight Measured | Units | [5 empty] | g^gram^UCUM | g^gram^UCUM | g^gram^UCUM | Match
427 |  | Newborn screen card data panel | 57717-1 | OBX | 8339-4 | OBX | 2 | 8339-4 |  |  | Value Type | Value Type | [6 empty] | NM | NM | Match
428 |  | Newborn screen card data panel | 57717-1 | OBX | 8339-4 | OBX | 4 | 8339-4 |  |  | Birth weight Measured | Observation Sub-ID | [6 empty] | 0 | 0 | Match
429 |  | Newborn screen card data panel | 57717-1 | OBX | 8339-4 | OBX | 11 | 8339-4 |  |  | Observation Result Status | Observation Result Status | [5 empty] | F | F | F | Match
430 |  | Newborn screen card data panel | 57717-1 | OBX | 8339-4 | OBX | 19 | 8339-4 |  |  | Birth weight Measured | Date/Time of the Analysis | [6 empty] | 0 | 0 | Match
431 |  | Newborn screen card data panel | 57717-1 | OBX | 8339-4 | OBX | 29 | 8339-4 |  |  | Observation Type | Observation Type | [5 empty] | QST | QST | QST | Match
432 |  | Newborn screen card data panel |  | OBX | [7 empty] | Body weight Measured -- when specimen taken
433 |  | Newborn screen card data panel | 57717-1 | OBX | 58229-6 | OBX | 3 | 58229-6 |  |  | Body weight Measured -- when specimen taken | Observation Identifier | Numeric | [0..1] | O |  |  |  | 58229-6^Body weight Measured -- when specimen taken^LN | 58229-6^Body weight Measured --when specimen taken^LN
434 |  | Newborn screen card data panel | 57717-1 | OBX | 58229-6 | OBX | 5 | 58229-6 |  |  | Body weight Measured -- when specimen taken | Observation Value | [5 empty] | 2856 | 2856 | 2856 | Match
435 |  | Newborn screen card data panel | 57717-1 | OBX | 58229-6 | OBX | 6 | 58229-6 |  |  | Body weight Measured -- when specimen taken | Units | [5 empty] | g^gram^UCUM | g^gram^UCUM | g^gram^UCUM | Match
436 |  | Newborn screen card data panel | 57717-1 | OBX | 58229-6 | OBX | 2 | 58229-6 |  |  | Value Type | Value Type | [6 empty] | NM | NM | Match
437 |  | Newborn screen card data panel | 57717-1 | OBX | 58229-6 | OBX | 4 | 58229-6 |  |  | Body weight Measured -- when specimen taken | Observation Sub-ID | [6 empty] | 0 | 0 | Match
438 |  | Newborn screen card data panel | 57717-1 | OBX | 58229-6 | OBX | 11 | 58229-6 |  |  | Observation Result Status | Observation Result Status | [5 empty] | F | F | F | Match
439 |  | Newborn screen card data panel | 57717-1 | OBX | 58229-6 | OBX | 19 | 58229-6 |  |  | Body weight Measured -- when specimen taken | Date/Time of the Analysis | [6 empty] | 0 | 0 | Match
440 |  | Newborn screen card data panel | 57717-1 | OBX | 58229-6 | OBX | 29 | 58229-6 |  |  | Observation Type | Observation Type | [5 empty] | QST | QST | QST | Match
441 | No | Newborn screen card data panel |  | OBX | [7 empty] | Birth time
442 | No | Newborn screen card data panel | 57717-1 | OBX | 57715-5 | OBX | 3 | 57715-5 |  |  | Birth time | Observation Identifier | TM | [0..0] | X |  | MUST report Birth time, as part of PID-7 (Date/Time of Birth). |  | 57715-5^Birth time^LN | Not found
443 | No | Newborn screen card data panel | 57717-1 | OBX | 57715-5 | OBX | 5 | 57715-5 |  |  | Birth time | Observation Value | [6 empty] | 0 | Not found
444 | No | Newborn screen card data panel | 57717-1 | OBX | 57715-5 | OBX | 6 | 57715-5 |  |  | Birth time | Units | [6 empty] | 0 | Not found
445 | No | Newborn screen card data panel | 57717-1 | OBX | 57715-5 | OBX | 2 | 57715-5 |  |  | Value Type | Value Type | [6 empty] | NM | Not found
446 | No | Newborn screen card data panel | 57717-1 | OBX | 57715-5 | OBX | 4 | 57715-5 |  |  | Birth time | Observation Sub-ID | [6 empty] | 0 | Not found
447 | No | Newborn screen card data panel | 57717-1 | OBX | 57715-5 | OBX | 11 | 57715-5 |  |  | Observation Result Status | Observation Result Status | [5 empty] | F | F | Not found
448 | No | Newborn screen card data panel | 57717-1 | OBX | 57715-5 | OBX | 19 | 57715-5 |  |  | Birth time | Date/Time of the Analysis | [6 empty] | 0 | Not found
449 | No | Newborn screen card data panel | 57717-1 | OBX | 57715-5 | OBX | 29 | 57715-5 |  |  | Observation Type | Observation Type | [6 empty] | 0 | Not found
450 |  | Newborn screen card data panel |  | OBX | [7 empty] | Newborn age in hours
451 |  | Newborn screen card data panel | 57717-1 | OBX | 73806-2 | OBX | 3 | 73806-2 |  |  | Newborn age in hours | Observation Identifier | TM | [0..1] | O |  | Note: This term can be used to report the number of hours post-birth, aka Newborn Age when the newborn dried blood spot specimen is collected. For sake of simplicity and accuracy, we recommend computing this value based on the difference between birth time (PID-7 or OBX with LOINC 57715-5) and specimen collection time (SPM-17). Therefore, although this information is critical for interpretation of newborn screening results, this term is optional. If this term is used, sender should report and receiver should store and display the time using hours as units of measure. |  | 73806-2^Newborn age in hours^LN | 73806-2^Newborn age in hours^LN | Match
452 |  | Newborn screen card data panel | 57717-1 | OBX | 73806-2 | OBX | 5 | 73806-2 |  |  | Newborn age in hours | Observation Value | [5 empty] | 41 | 41 | 41 | Match
453 |  | Newborn screen card data panel | 57717-1 | OBX | 73806-2 | OBX | 6 | 73806-2 |  |  | Newborn age in hours | Units | [5 empty] | h^hour^UCUM | h^hour^UCUM | h^hour^UCUM | Match
454 |  | Newborn screen card data panel | 57717-1 | OBX | 73806-2 | OBX | 2 | 73806-2 |  |  | Value Type | Value Type | [6 empty] | NM | NM | Match
455 |  | Newborn screen card data panel | 57717-1 | OBX | 73806-2 | OBX | 4 | 73806-2 |  |  | Newborn age in hours | Observation Sub-ID | [6 empty] | 0 | 0 | Match
456 |  | Newborn screen card data panel | 57717-1 | OBX | 73806-2 | OBX | 11 | 73806-2 |  |  | Observation Result Status | Observation Result Status | [5 empty] | F | F | F | Match
457 |  | Newborn screen card data panel | 57717-1 | OBX | 73806-2 | OBX | 19 | 73806-2 |  |  | Newborn age in hours | Date/Time of the Analysis | [6 empty] | 0 | 0 | Match
458 |  | Newborn screen card data panel | 57717-1 | OBX | 73806-2 | OBX | 29 | 73806-2 |  |  | Observation Type | Observation Type | [5 empty] | QST | QST | QST | Match
459 |  | Newborn screen card data panel |  | OBX | [7 empty] | Birth plurality of Pregnancy
460 |  | Newborn screen card data panel | 57717-1 | OBX | 57722-1 | OBX | 3 | 57722-1 |  |  | Birth plurality of Pregnancy | Observation Identifier | Coded | [0..1] | O |  | This information differs from what can be recorded in PID-24 (Multiple Birth Indicator) with a "yes/no" response, and PID-25 (Birth Order) listing the number identifying for multiple births, whether this baby was born first, second, third, etc.. Sending this LOINC in an OBX indicates how many total babies were delivered. In cases of multiple birth, we encourage reporting all three of these attributes. Normative answers represent the number of fetuses (1 - 12), or 'unknown number' using Normative Answer List (LL829-3) available at http://s.details.loinc.org/LOINC/57722-1.html?sections=Simple |  | 57722-1^Birth plurality of Pregnancy^LN | 57722-1^Birth plurality of Pregnancy^LN | Match
461 |  | Newborn screen card data panel | 57717-1 | OBX | 57722-1 | OBX | 5 | 57722-1 |  |  | Birth plurality of Pregnancy | Observation Value | [5 empty] | 1 | LA6112-2^1^LN | LA6112-2^1^LN | Match
462 |  | Newborn screen card data panel | 57717-1 | OBX | 57722-1 | OBX | 2 | 57722-1 |  |  | Value Type | Value Type | [6 empty] | CWE | CWE | Match
463 |  | Newborn screen card data panel | 57717-1 | OBX | 57722-1 | OBX | 4 | 57722-1 |  |  | Birth plurality of Pregnancy | Observation Sub-ID | [6 empty] | 0 | 0 | Match
464 |  | Newborn screen card data panel | 57717-1 | OBX | 57722-1 | OBX | 11 | 57722-1 |  |  | Observation Result Status | Observation Result Status | [5 empty] | F | F | F | Match
465 |  | Newborn screen card data panel | 57717-1 | OBX | 57722-1 | OBX | 19 | 57722-1 |  |  | Birth plurality of Pregnancy | Date/Time of the Analysis | [6 empty] | 0 | 0 | Match
466 |  | Newborn screen card data panel | 57717-1 | OBX | 57722-1 | OBX | 29 | 57722-1 |  |  | Observation Type | Observation Type | [5 empty] | QST | QST | QST | Match
467 |  | Newborn screen card data panel |  | OBX | [7 empty] | Obstetric estimation of gestational age
468 |  | Newborn screen card data panel | 57717-1 | OBX | 57714-8 | OBX | 3 | 57714-8 |  |  | Obstetric estimation of gestational age | Observation Identifier | Numeric | [0..1] | O |  | Estimate of the infant's gestation in completed weeks; include 'wk' drawn from UCUM in OBX-6 (Units). |  | 57714-8^Obstetric estimation of gestational age^LN | 57714-8^Obstetric estimation of gestational age^LN | Match
469 |  | Newborn screen card data panel | 57717-1 | OBX | 57714-8 | OBX | 5 | 57714-8 |  |  | Obstetric estimation of gestational age | Observation Value | [5 empty] | 38 | 38 | 38 | Match
470 |  | Newborn screen card data panel | 57717-1 | OBX | 57714-8 | OBX | 6 | 57714-8 |  |  | Obstetric estimation of gestational age | Units | [5 empty] | wk^week^UCUM | wk^week^UCUM | wk^week^UCUM | Match
471 |  | Newborn screen card data panel | 57717-1 | OBX | 57714-8 | OBX | 2 | 57714-8 |  |  | Value Type | Value Type | [6 empty] | NM | NM | Match
472 |  | Newborn screen card data panel | 57717-1 | OBX | 57714-8 | OBX | 4 | 57714-8 |  |  | Obstetric estimation of gestational age | Observation Sub-ID | [6 empty] | 0 | 0 | Match
473 |  | Newborn screen card data panel | 57717-1 | OBX | 57714-8 | OBX | 11 | 57714-8 |  |  | Observation Result Status | Observation Result Status | [5 empty] | F | F | F | Match
474 |  | Newborn screen card data panel | 57717-1 | OBX | 57714-8 | OBX | 19 | 57714-8 |  |  | Obstetric estimation of gestational age | Date/Time of the Analysis | [6 empty] | 0 | 0 | Match
475 |  | Newborn screen card data panel | 57717-1 | OBX | 57714-8 | OBX | 29 | 57714-8 |  |  | Observation Type | Observation Type | [5 empty] | QST | QST | QST | Match
476 |  | Newborn screen card data panel |  | OBX | [7 empty] | Infant factors that affect newborn screening interpretation
477 |  | Newborn screen card data panel | 57717-1 | OBX | 57713-0 | OBX | 3 | 57713-0 |  |  | Infant factors that affect newborn screening interpretation | Observation Identifier | Coded | [0..*] | O |  | This information is expected to be provided with the order and will be sent back, if received. Preferred Answer List (LL830-1): None LA137-2 Infant in NICU at time of specimen collection LA12419-0 Infant in special care setting (other than ICU) at time of specimen collection LA25801-4 Preterm/Low birth weight (LBW) LA25802-2 Any blood product transfusion (including ECLS/ECMO) LA12417-4 Dopamine LA16923-7 Topical iodine LA16924-5 Acute illness LA25803-0 Hypothyroxinemia of preterm birth LA25804-8 Significant hypoxia LA25812-1 Immature hypothalamic/pituitary axis LA25805-5 Immature liver enzymes LA25806-3 Immature renal system LA25807-1 Iodine deficiency LA25809-7 Liver disease LA25810-5 Other conditions, such as biliary atresia, intestinal perforation, abdominal wall defects, septicemia, CMV, renal failure, T21, T18, T13 LA25811-3 Parenteral steroid treatment LA16925-2 Systemic antibiotics before newborn screening LA12420-8 Meconium ileus or other bowel obstruction LA16927-8 Thoracic surgery involving thymectomy LA25815-4 Immunosuppressive therapy of baby or mother LA25808-9 Total parenteral nutrition (TPN) or similar feeding LA25816-2 Special lactose-free diet LA25813-9 Special low protein diet LA25814-7 Other LA46-8 Note: Definitions and additional details available at: http://s.details.loinc.org/LOINC/57713-0.html?sections=Simple |  | 57713-0^Infant factors that affect newborn screening interpretation^LN | 57713-0^Infant factors that affect newborn screening interpretation^LN | Match
478 |  | Newborn screen card data panel | 57717-1 | OBX | 57713-0 | OBX | 5 | 57713-0 | LA137-2 |  | Infant factors that affect newborn screening interpretation | Observation Value | [5 empty] | None | LA137-2^None^LN | LA137-2^None^LN | Match
479 |  | Newborn screen card data panel | 57717-1 | OBX | 57713-0 | OBX | 2 | 57713-0 |  |  | Value Type | Value Type | [6 empty] | CWE | CWE | Match
480 |  | Newborn screen card data panel | 57717-1 | OBX | 57713-0 | OBX | 4 | 57713-0 |  |  | Infant factors that affect newborn screening interpretation | Observation Sub-ID | [6 empty] | 0 | 0 | Match
481 |  | Newborn screen card data panel | 57717-1 | OBX | 57713-0 | OBX | 11 | 57713-0 |  |  | Observation Result Status | Observation Result Status | [5 empty] | F | F | F | Match
482 |  | Newborn screen card data panel | 57717-1 | OBX | 57713-0 | OBX | 19 | 57713-0 |  |  | Infant factors that affect newborn screening interpretation | Date/Time of the Analysis | [6 empty] | 0 | 0 | Match
483 |  | Newborn screen card data panel | 57717-1 | OBX | 57713-0 | OBX | 29 | 57713-0 |  |  | Observation Type | Observation Type | [5 empty] | QST | QST | QST | Match
484 |  | Newborn screen card data panel |  | OBX | [7 empty] | Other infant factors that affect newborn screening interpretation Narrative
485 |  | Newborn screen card data panel | 57717-1 | OBX | 67703-9 | OBX | 3 | 67703-9 |  |  | Other infant factors that affect newborn screening interpretation Narrative | Observation Identifier | Text | [0..*] | C |  | Condition: If 'other' is reported under 57713-0^Infant factors that affect newborn screening interpretation^LN, this element is required. |  | 67703-9^Other infant factors that affect newborn screening interpretation Narrative^LN | 67703-9^Other infant factors that affect newborn screening interpretation Narrative^LN | Match
486 |  | Newborn screen card data panel | 57717-1 | OBX | 67703-9 | OBX | 5 | 67703-9 | 0 |  | Other infant factors that affect newborn screening interpretation Narrative | Observation Value | [6 empty] | 0 | Not found
487 |  | Newborn screen card data panel | 57717-1 | OBX | 67703-9 | OBX | 2 | 67703-9 |  |  | Value Type | Value Type | [6 empty] | TX | TX | Match
488 |  | Newborn screen card data panel | 57717-1 | OBX | 67703-9 | OBX | 4 | 67703-9 |  |  | Other infant factors that affect newborn screening interpretation Narrative | Observation Sub-ID | [6 empty] | 0 | 0 | Match
489 |  | Newborn screen card data panel | 57717-1 | OBX | 67703-9 | OBX | 11 | 67703-9 |  |  | Observation Result Status | Observation Result Status | [5 empty] | F | F | F | Match
490 |  | Newborn screen card data panel | 57717-1 | OBX | 67703-9 | OBX | 19 | 67703-9 |  |  | Other infant factors that affect newborn screening interpretation Narrative | Date/Time of the Analysis | [6 empty] | 0 | 0 | Match
491 |  | Newborn screen card data panel | 57717-1 | OBX | 67703-9 | OBX | 29 | 67703-9 |  |  | Observation Type | Observation Type | [5 empty] | QST | QST | QST | Match
492 |  | Newborn screen card data panel |  | OBX | [7 empty] | Maternal factors that affect newborn screening interpretation
493 |  | Newborn screen card data panel | 57717-1 | OBX | 67706-2 | OBX | 3 | 67706-2 |  |  | Maternal factors that affect newborn screening interpretation | Observation Identifier | Coded | [0..*] | O |  | Preferred Answer List (LL1736-9) None LA137-2 HELLP syndrome LA16928-6 Fatty liver of pregnancy LA16929-4 Packed red blood cell (PRBC) transfusion LA16930-2 Steroid treatment LA16931-0 Thyroid treatment (including propylthiouracil (PTU), methimazole (Tapazole), or past treatment with radioactive iodine (I-131)) LA16932-8 TPN LA12418-2 Other LA46-8 Note: Definitions and additional details available at: http://s.details.loinc.org/LOINC/67706-2.html?sections=Simple |  | 67706-2^Maternal factors that affect newborn screening interpretation^LN | 67706-2^Maternal factors that affect newborn screening interpretation^LN | Match
494 |  | Newborn screen card data panel | 57717-1 | OBX | 67706-2 | OBX | 5 | 67706-2 | LA46-8 |  | Maternal factors that affect newborn screening interpretation | Observation Value | [5 empty] | Other | LA46-8^Other^LN | LA46-8^Other^LN | Match
495 |  | Newborn screen card data panel | 57717-1 | OBX | 67706-2 | OBX | 2 | 67706-2 |  |  | Value Type | Value Type | [6 empty] | CWE | CWE | Match
496 |  | Newborn screen card data panel | 57717-1 | OBX | 67706-2 | OBX | 4 | 67706-2 |  |  | Maternal factors that affect newborn screening interpretation | Observation Sub-ID | [6 empty] | 0 | 0 | Match
497 |  | Newborn screen card data panel | 57717-1 | OBX | 67706-2 | OBX | 11 | 67706-2 |  |  | Observation Result Status | Observation Result Status | [5 empty] | F | F | F | Match
498 |  | Newborn screen card data panel | 57717-1 | OBX | 67706-2 | OBX | 19 | 67706-2 |  |  | Maternal factors that affect newborn screening interpretation | Date/Time of the Analysis | [6 empty] | 0 | 0 | Match
499 |  | Newborn screen card data panel | 57717-1 | OBX | 67706-2 | OBX | 29 | 67706-2 |  |  | Observation Type | Observation Type | [5 empty] | QST | QST | QST | Match
500 |  | Newborn screen card data panel |  | OBX | [7 empty] | Other maternal factors that affect newborn screening interpretation Narrative
501 |  | Newborn screen card data panel | 57717-1 | OBX | 67707-0 | OBX | 3 | 67707-0 |  |  | Other maternal factors that affect newborn screening interpretation Narrative | Observation Identifier | Text | [0..*] | C |  | Condition: If 'Other' is reported under 67706-2^Maternal factors that affect newborn screening interpretation^LN, this element is required. |  | 67707-0^Other maternal factors that affect newborn screening interpretation Narrative^LN | 67707-0^Other maternal factors that affect newborn screening interpretation Narrative^LN | Match
502 |  | Newborn screen card data panel | 57717-1 | OBX | 67707-0 | OBX | 5 | 67707-0 | 0 |  | Other maternal factors that affect newborn screening interpretation Narrative | Observation Value | [6 empty] | 0 | Not found
503 |  | Newborn screen card data panel | 57717-1 | OBX | 67707-0 | OBX | 2 | 67707-0 |  |  | Value Type | Value Type | [6 empty] | TX | TX | Match
504 |  | Newborn screen card data panel | 57717-1 | OBX | 67707-0 | OBX | 4 | 67707-0 |  |  | Other maternal factors that affect newborn screening interpretation Narrative | Observation Sub-ID | [6 empty] | 0 | 0 | Match
505 |  | Newborn screen card data panel | 57717-1 | OBX | 67707-0 | OBX | 11 | 67707-0 |  |  | Observation Result Status | Observation Result Status | [5 empty] | F | F | F | Match
506 |  | Newborn screen card data panel | 57717-1 | OBX | 67707-0 | OBX | 19 | 67707-0 |  |  | Other maternal factors that affect newborn screening interpretation Narrative | Date/Time of the Analysis | [6 empty] | 0 | 0 | Match
507 |  | Newborn screen card data panel | 57717-1 | OBX | 67707-0 | OBX | 29 | 67707-0 |  |  | Observation Type | Observation Type | [5 empty] | QST | QST | QST | Match
508 |  | Newborn screen card data panel |  | OBX | [7 empty] | Mother’s Hepatitis B virus surface Ag status
509 |  | Newborn screen card data panel | 57717-1 | OBX | 77739-1 | OBX | 3 | 77739-1 |  |  | Mother’s Hepatitis B virus surface Ag status | Observation Identifier | Coded | [0..1] | O |  | Preferred Answer List (LL3639-3) Positive LA6576-8 Negative LA6577-6 Not tested LA13538-6 Unknown LA4489-6 Note: Some may prefer to report this using 67706-2 Maternal factors that affect newborn screening interpretation and 67707-0 Other maternal factors that affect newborn screening interpretation Narrative. Note: Definitions and additional details available at: http://s.details.loinc.org/LOINC/77739-1.html?sections=Simple |  | 77739-1^Mother’s Hepatitis B virus surface Ag status^LN | 77739-1^Mother’s Hepatitis B virus surface Ag status^LN | Match
510 |  | Newborn screen card data panel | 57717-1 | OBX | 77739-1 | OBX | 5 | 77739-1 | LA6577-6 |  | Mother’s Hepatitis B virus surface Ag status | Observation Value | [5 empty] | Negative | LA6577-6^Negative^LN | LA6577-6^Negative^LN | Match
511 |  | Newborn screen card data panel | 57717-1 | OBX | 77739-1 | OBX | 2 | 77739-1 |  |  | Value Type | Value Type | [6 empty] | CWE | CWE | Match
512 |  | Newborn screen card data panel | 57717-1 | OBX | 77739-1 | OBX | 4 | 77739-1 |  |  | Mother’s Hepatitis B virus surface Ag status | Observation Sub-ID | [6 empty] | 0 | 0 | Match
513 |  | Newborn screen card data panel | 57717-1 | OBX | 77739-1 | OBX | 11 | 77739-1 |  |  | Observation Result Status | Observation Result Status | [5 empty] | F | F | F | Match
514 |  | Newborn screen card data panel | 57717-1 | OBX | 77739-1 | OBX | 19 | 77739-1 |  |  | Mother’s Hepatitis B virus surface Ag status | Date/Time of the Analysis | [6 empty] | 0 | 0 | Match
515 |  | Newborn screen card data panel | 57717-1 | OBX | 77739-1 | OBX | 29 | 77739-1 |  |  | Observation Type | Observation Type | [5 empty] | QST | QST | QST | Match
516 |  | Newborn screen card data panel |  | OBX | [7 empty] | Mother's education
517 |  | Newborn screen card data panel | 57717-1 | OBX | 57712-2 | OBX | 3 | 57712-2 |  |  | Mother's education | Observation Identifier | Coded | [0..1] | O |  | Please refer to existing HL7 implementation guide for Early Hearing Detection and Intervention (EHDI at http://www.hl7.org/implement/standards/product_brief.cfm?product_id=344 Normative Answer List (LL836-8) 8th grade/less LA36-9 9th - 12th grade, no diploma LA12456-2 High school graduate or GED completed LA12457-0 Some college credit but no degree LA12458-8 Associate degree (e.g., AA, AS) LA12459-6 Bachelor’s degree (e.g., BA, AB, BS) LA12460-4 Master’s degree (e.g., MA, MS, MEng, MEd, MSW, MBA) LA12461-2 Doctorate (e.g., PhD, EdD) or Professional degree (e.g., MD, DDS, DVM, LLB, JD) LA12462-0 Unknown LA4489-6 Note: Definitions and additional details available at: http://s.details.loinc.org/LOINC/57712-2.html?sections=Simple |  | 57712-2^Mother's education^LN | 57712-2^Mother's education^LN | Match
518 |  | Newborn screen card data panel | 57717-1 | OBX | 57712-2 | OBX | 5 | 57712-2 | LA12457-0 |  | Mother's education | Observation Value | [5 empty] | High school graduate or GED completed | LA12457-0^High school graduate or GED completed^LN | LA12457-0^High school graduate or GED completed^LN | Match
519 |  | Newborn screen card data panel | 57717-1 | OBX | 57712-2 | OBX | 2 | 57712-2 |  |  | Value Type | Value Type | [6 empty] | CWE | CWE | Match
520 |  | Newborn screen card data panel | 57717-1 | OBX | 57712-2 | OBX | 4 | 57712-2 |  |  | Mother's education | Observation Sub-ID | [6 empty] | 0 | 0 | Match
521 |  | Newborn screen card data panel | 57717-1 | OBX | 57712-2 | OBX | 11 | 57712-2 |  |  | Observation Result Status | Observation Result Status | [5 empty] | F | F | F | Match
522 |  | Newborn screen card data panel | 57717-1 | OBX | 57712-2 | OBX | 19 | 57712-2 |  |  | Mother's education | Date/Time of the Analysis | [6 empty] | 0 | 0 | Match
523 |  | Newborn screen card data panel | 57717-1 | OBX | 57712-2 | OBX | 29 | 57712-2 |  |  | Observation Type | Observation Type | [5 empty] | QST | QST | QST | Match
524 |  | Newborn screen card data panel |  | OBX | [7 empty] | Feeding types
525 |  | Newborn screen card data panel | 57717-1 | OBX | 67704-7 | OBX | 3 | 67704-7 |  |  | Feeding types | Observation Identifier | Coded | [0..*] | O |  | This information is expected to be provided with the order and will be sent back, if received. Normative Answer List (LL1735-1): Breast milk LA16914-6 Lactose formula LA16915-3 Lactose free formula (including soy or hydrolyzed)* LA14041-0 NPO LA16917-9 TPN LA12418-2 Carnitine LA16918-7 MCT (medium-chain triglyceride) oil LA16919-5 IV dextrose LA16920-3 Other LA46-8 None** LA137-2 Unknown LA4489-6 * Infant is on a soy or hydrolyzed formula. Only these two types of formulas do not contain lactose, which can affect galactosemia screening results because the infant does not have a sufficient lactose load. This answer is important for result interpretation. Absence of lactose can give a false negative result. ** Indicates that the infant has had no feeds of any kind (by mouth, by IV, etc.) Note: Definitions and additional details available at: http://s.details.loinc.org/LOINC/67704-7.html?sections=Simple |  | 67704-7^Feeding types^LN | 67704-7^Feeding types^LN | Match
526 |  | Newborn screen card data panel | 57717-1 | OBX | 67704-7 | OBX | 5 | 67704-7 | LA16914-6 |  | Feeding types | Observation Value | [5 empty] | Breast milk | LA16914-6^Breast milk^LN | LA16914-6^Breast milk^LN | Match
527 |  | Newborn screen card data panel | 57717-1 | OBX | 67704-7 | OBX | 2 | 67704-7 |  |  | Value Type | Value Type | [6 empty] | CWE | CWE | Match
528 |  | Newborn screen card data panel | 57717-1 | OBX | 67704-7 | OBX | 4 | 67704-7 |  |  | Feeding types | Observation Sub-ID | [6 empty] | 0 | 0 | Match
529 |  | Newborn screen card data panel | 57717-1 | OBX | 67704-7 | OBX | 11 | 67704-7 |  |  | Observation Result Status | Observation Result Status | [5 empty] | F | F | F | Match
530 |  | Newborn screen card data panel | 57717-1 | OBX | 67704-7 | OBX | 19 | 67704-7 |  |  | Feeding types | Date/Time of the Analysis | [6 empty] | 0 | 0 | Match
531 |  | Newborn screen card data panel | 57717-1 | OBX | 67704-7 | OBX | 29 | 67704-7 |  |  | Observation Type | Observation Type | [5 empty] | QST | QST | QST | Match
532 |  | Newborn screen card data panel |  | OBX | [7 empty] | Other feeding types Narrative
533 |  | Newborn screen card data panel | 57717-1 | OBX | 67705-4 | OBX | 3 | 67705-4 |  |  | Other feeding types Narrative | Observation Identifier | Text | [0..*] | C |  | Condition: If 'other' is reported under 67704-7^Feeding types^LN, this element is required. |  | 67705-4^Other feeding types Narrative^LN | 67705-4^Other feeding types Narrative^LN | Match
534 |  | Newborn screen card data panel | 57717-1 | OBX | 67705-4 | OBX | 5 | 67705-4 |  |  | Other feeding types Narrative | Observation Value | [5 empty] | None | None | None | Match
535 |  | Newborn screen card data panel | 57717-1 | OBX | 67705-4 | OBX | 2 | 67705-4 |  |  | Value Type | Value Type | [6 empty] | TX | TX | Match
536 |  | Newborn screen card data panel | 57717-1 | OBX | 67705-4 | OBX | 4 | 67705-4 |  |  | Other feeding types Narrative | Observation Sub-ID | [6 empty] | 0 | 0 | Match
537 |  | Newborn screen card data panel | 57717-1 | OBX | 67705-4 | OBX | 11 | 67705-4 |  |  | Observation Result Status | Observation Result Status | [5 empty] | F | F | F | Match
538 |  | Newborn screen card data panel | 57717-1 | OBX | 67705-4 | OBX | 19 | 67705-4 |  |  | Other feeding types Narrative | Date/Time of the Analysis | [6 empty] | 0 | 0 | Match
539 |  | Newborn screen card data panel | 57717-1 | OBX | 67705-4 | OBX | 29 | 67705-4 |  |  | Observation Type | Observation Type | [5 empty] | QST | QST | QST | Match
540 | No | Newborn screen card data panel |  | OBX | [7 empty] | Blood product given
541 | No | Newborn screen card data panel | 57717-1 | OBX | 79569-0 | OBX | 3 | 79569-0 |  |  | Blood product given | Observation Identifier | Coded | [0..*] | O |  | Preferred Answer List (LL3859-7) Blood product transfusion that includes Red Blood Cells (RBC) LA25396-5 Blood product transfusion that does NOT include Red Blood Cells (RBC) LA25397-3 Extracorporeal life support (ECLS)/Extracorporeal membrane oxygenation (ECMO) LA25398-1 Intrauterine Fetal Blood Transfusion that includes Red Blood Cells (RBC) LA25399-9 Intrauterine Fetal Blood Transfusion that does not includes Red Blood Cells (RBC) LA25400-5 Other blood product transfusion LA25401-3 Note: Definitions and additional details available at: http://s.details.loinc.org/LOINC/79569-0.html?sections=Simple |  | 79569-0^Blood product given^LN | Not found
542 | No | Newborn screen card data panel | 57717-1 | OBX | 79569-0 | OBX | 5 | 79569-0 |  |  | Blood product given | Observation Value | [7 empty] | Not found
543 | No | Newborn screen card data panel | 57717-1 | OBX | 79569-0 | OBX | 2 | 79569-0 |  |  | Value Type | Value Type | [6 empty] | CWE | Not found
544 | No | Newborn screen card data panel | 57717-1 | OBX | 79569-0 | OBX | 4 | 79569-0 |  |  | Blood product given | Observation Sub-ID | [6 empty] | 0 | Not found
545 | No | Newborn screen card data panel | 57717-1 | OBX | 79569-0 | OBX | 11 | 79569-0 |  |  | Observation Result Status | Observation Result Status | [5 empty] | F | F | Not found
546 | No | Newborn screen card data panel | 57717-1 | OBX | 79569-0 | OBX | 19 | 79569-0 |  |  | Blood product given | Date/Time of the Analysis | [6 empty] | 0 | Not found
547 | No | Newborn screen card data panel | 57717-1 | OBX | 79569-0 | OBX | 29 | 79569-0 |  |  | Observation Type | Observation Type | [6 empty] | 0 | Not found
548 | No | Newborn screen card data panel |  | OBX | [7 empty] | Date of last blood product transfusion
549 | No | Newborn screen card data panel | 57717-1 | OBX | 62317-3 | OBX | 3 | 62317-3 |  |  | Date of last blood product transfusion | Observation Identifier | DTM | [0..1] | O |  | This is the date of the last transfusion prior to dried blood spot specimen collection. |  | 62317-3^Date of last blood product transfusion^LN | Not found
550 | No | Newborn screen card data panel | 57717-1 | OBX | 62317-3 | OBX | 5 | 62317-3 |  |  | Date of last blood product transfusion | Observation Value | [6 empty] | 0 | Not found
551 | No | Newborn screen card data panel | 57717-1 | OBX | 62317-3 | OBX | 2 | 62317-3 |  |  | Value Type | Value Type | [6 empty] | DTM | Not found
552 | No | Newborn screen card data panel | 57717-1 | OBX | 62317-3 | OBX | 4 | 62317-3 |  |  | Date of last blood product transfusion | Observation Sub-ID | [6 empty] | 0 | Not found
553 | No | Newborn screen card data panel | 57717-1 | OBX | 62317-3 | OBX | 11 | 62317-3 |  |  | Observation Result Status | Observation Result Status | [5 empty] | F | F | Not found
554 | No | Newborn screen card data panel | 57717-1 | OBX | 62317-3 | OBX | 19 | 62317-3 |  |  | Date of last blood product transfusion | Date/Time of the Analysis | [6 empty] | 0 | Not found
555 | No | Newborn screen card data panel | 57717-1 | OBX | 62317-3 | OBX | 29 | 62317-3 |  |  | Observation Type | Observation Type | [6 empty] | 0 | Not found
556 | No | Newborn screen card data panel |  | OBX | [7 empty] | Reason for unsatisfactory specimen not related to sample quality of dried blood spot
557 | No | Newborn screen card data panel | 57717-1 | OBX | 74482-1 | OBX | 3 | 74482-1 |  |  | Reason for unsatisfactory specimen not related to sample quality of dried blood spot | Observation Identifier | Coded | [0..*] | O |  | Note that this LOINC code will still need to be officially added to the published AHIC panel by RegenstriefCoded Preferred Answer List (LL2768-1): Demographic information is incomplete or invalid LA20631-0 Demographic information on filter paper does not match electronically submitted information LA20632-8 Serial number on filter paper does not match serial number on patient information form LA20633-6 Specimen submitted on expired filter paper LA20634-4 Sample collected too early LA20635-1 Specimen unsatisfactory due to delay in transit LA20636-9 Specimen results inconsistent LA20637-7 Assay interference LA20638-5 Unable to analyze specimen due to laboratory accident LA20639-3 Unsuitable for other reasons LA20629-4 |  | 74482-1^Reason for unsatisfactory specimen not related to sample quality of dried blood spot^LN | Not found
558 | No | Newborn screen card data panel | 57717-1 | OBX | 74482-1 | OBX | 5 | 74482-1 |  |  | Reason for unsatisfactory specimen not related to sample quality of dried blood spot | Observation Value | [7 empty] | Not found
559 | No | Newborn screen card data panel | 57717-1 | OBX | 74482-1 | OBX | 2 | 74482-1 |  |  | Value Type | Value Type | [6 empty] | CWE | Not found
560 | No | Newborn screen card data panel | 57717-1 | OBX | 74482-1 | OBX | 4 | 74482-1 |  |  | Reason for unsatisfactory specimen not related to sample quality of dried blood spot | Observation Sub-ID | [6 empty] | 0 | Not found
561 | No | Newborn screen card data panel | 57717-1 | OBX | 74482-1 | OBX | 11 | 74482-1 |  |  | Observation Result Status | Observation Result Status | [5 empty] | F | F | Not found
562 | No | Newborn screen card data panel | 57717-1 | OBX | 74482-1 | OBX | 19 | 74482-1 |  |  | Reason for unsatisfactory specimen not related to sample quality of dried blood spot | Date/Time of the Analysis | [6 empty] | 0 | Not found
563 | No | Newborn screen card data panel | 57717-1 | OBX | 74482-1 | OBX | 29 | 74482-1 |  |  | Observation Type | Observation Type | [6 empty] | 0 | Not found
564 |  | Newborn screen card data panel |  | OBX | [7 empty] | Unique bar code number of Current sample
565 |  | Newborn screen card data panel | 57717-1 | OBX | 57723-9 | OBX | 3 | 57723-9 |  |  | Unique bar code number of Current sample | Observation Identifier | Text | [1..1] | R |  |  |  | 57723-9^Unique bar code number of Current sample^LN | 57723-9^Unique bar code number of Current sample^LN | Match
566 |  | Newborn screen card data panel | 57717-1 | OBX | 57723-9 | OBX | 5 | 57723-9 |  |  | Unique bar code number of Current sample | Observation Value | [5 empty] | 22820171 | 22820171 | 22820171 | Match
567 |  | Newborn screen card data panel | 57717-1 | OBX | 57723-9 | OBX | 2 | 57723-9 |  |  | Value Type | Value Type | [6 empty] | TX | TX | Match
568 |  | Newborn screen card data panel | 57717-1 | OBX | 57723-9 | OBX | 4 | 57723-9 |  |  | Unique bar code number of Current sample | Observation Sub-ID | [6 empty] | 0 | 0 | Match
569 |  | Newborn screen card data panel | 57717-1 | OBX | 57723-9 | OBX | 11 | 57723-9 |  |  | Observation Result Status | Observation Result Status | [5 empty] | F | F | F | Match
570 |  | Newborn screen card data panel | 57717-1 | OBX | 57723-9 | OBX | 19 | 57723-9 |  |  | Unique bar code number of Current sample | Date/Time of the Analysis | [6 empty] | 0 | 0 | Match
571 |  | Newborn screen card data panel | 57717-1 | OBX | 57723-9 | OBX | 29 | 57723-9 |  |  | Observation Type | Observation Type | [5 empty] | QST | QST | QST | Match
572 |  | Newborn screen card data panel |  | OBX | [7 empty] | Unique bar code number of Initial sample
573 |  | Newborn screen card data panel | 57717-1 | OBX | 57711-4 | OBX | 3 | 57711-4 |  |  | Unique bar code number of Initial sample | Observation Identifier | Text | [0..1] | O |  |  |  | 57711-4^Unique bar code number of Initial sample^LN | 57711-4^Unique bar code number of Initial sample^LN | Match
574 |  | Newborn screen card data panel | 57717-1 | OBX | 57711-4 | OBX | 5 | 57711-4 |  |  | Unique bar code number of Initial sample | Observation Value | [5 empty] | Not Applicable | Not Applicable | Not Applicable | Match
575 |  | Newborn screen card data panel | 57717-1 | OBX | 57711-4 | OBX | 2 | 57711-4 |  |  | Value Type | Value Type | [6 empty] | TX | TX | Match
576 |  | Newborn screen card data panel | 57717-1 | OBX | 57711-4 | OBX | 4 | 57711-4 |  |  | Unique bar code number of Initial sample | Observation Sub-ID | [6 empty] | 0 | 0 | Match
577 |  | Newborn screen card data panel | 57717-1 | OBX | 57711-4 | OBX | 11 | 57711-4 |  |  | Observation Result Status | Observation Result Status | [5 empty] | F | F | F | Match
578 |  | Newborn screen card data panel | 57717-1 | OBX | 57711-4 | OBX | 19 | 57711-4 |  |  | Unique bar code number of Initial sample | Date/Time of the Analysis | [6 empty] | 0 | 0 | Match
579 |  | Newborn screen card data panel | 57717-1 | OBX | 57711-4 | OBX | 29 | 57711-4 |  |  | Observation Type | Observation Type | [5 empty] | QST | QST | QST | Match
580 |  | Newborn screen card data panel |  | OBX | [7 empty] | Post-discharge provider ID [Identifier]
581 |  | Newborn screen card data panel | 57717-1 | OBX | 62323-1 | OBX | 3 | 62323-1 |  |  | Post-discharge provider ID [Identifier] | Observation Identifier | Text | [0..1] | O |  |  |  | 62323-1^Post-discharge provider ID [Identifier]^LN | 62323-1^Post-discharge provider ID [Identifier]^LN | Match
582 |  | Newborn screen card data panel | 57717-1 | OBX | 62323-1 | OBX | 5 | 62323-1 | 0 |  | Post-discharge provider ID [Identifier] | Observation Value | [6 empty] | 0 | Not found
583 |  | Newborn screen card data panel | 57717-1 | OBX | 62323-1 | OBX | 2 | 62323-1 |  |  | Value Type | Value Type | [6 empty] | TX | CX
584 |  | Newborn screen card data panel | 57717-1 | OBX | 62323-1 | OBX | 4 | 62323-1 |  |  | Post-discharge provider ID [Identifier] | Observation Sub-ID | [6 empty] | 0 | 0 | Match
585 |  | Newborn screen card data panel | 57717-1 | OBX | 62323-1 | OBX | 11 | 62323-1 |  |  | Observation Result Status | Observation Result Status | [5 empty] | F | F | F | Match
586 |  | Newborn screen card data panel | 57717-1 | OBX | 62323-1 | OBX | 19 | 62323-1 |  |  | Post-discharge provider ID [Identifier] | Date/Time of the Analysis | [6 empty] | 0 | 0 | Match
587 |  | Newborn screen card data panel | 57717-1 | OBX | 62323-1 | OBX | 29 | 62323-1 |  |  | Observation Type | Observation Type | [5 empty] | QST | QST | QST | Match
588 |  | Newborn screen card data panel |  | OBX | [7 empty] | Post-discharge provider name in Provider
589 |  | Newborn screen card data panel | 57717-1 | OBX | 62324-9 | OBX | 3 | 62324-9 |  |  | Post-discharge provider name in Provider | Observation Identifier | Text | [0..1] | O |  |  |  | 62324-9^Post-discharge provider name in Provider^LN | 62324-9^Post-discharge provider name in Provider^LN | Match
590 |  | Newborn screen card data panel | 57717-1 | OBX | 62324-9 | OBX | 5 | 62324-9 |  |  | Post-discharge provider name in Provider | Observation Value | [5 empty] | Dr. Frederick Rahal | Dr. Frederick Rahal | Dr. Frederick Rahal | Match
591 |  | Newborn screen card data panel | 57717-1 | OBX | 62324-9 | OBX | 2 | 62324-9 |  |  | Value Type | Value Type | [6 empty] | TX | TX | Match
592 |  | Newborn screen card data panel | 57717-1 | OBX | 62324-9 | OBX | 4 | 62324-9 |  |  | Post-discharge provider name in Provider | Observation Sub-ID | [6 empty] | 0 | 0 | Match
593 |  | Newborn screen card data panel | 57717-1 | OBX | 62324-9 | OBX | 11 | 62324-9 |  |  | Observation Result Status | Observation Result Status | [5 empty] | F | F | F | Match
594 |  | Newborn screen card data panel | 57717-1 | OBX | 62324-9 | OBX | 19 | 62324-9 |  |  | Post-discharge provider name in Provider | Date/Time of the Analysis | [6 empty] | 0 | 0 | Match
595 |  | Newborn screen card data panel | 57717-1 | OBX | 62324-9 | OBX | 29 | 62324-9 |  |  | Observation Type | Observation Type | [5 empty] | QST | QST | QST | Match
596 |  | Newborn screen card data panel |  | OBX | [7 empty] | Post-discharge provider practice ID
597 |  | Newborn screen card data panel | 57717-1 | OBX | 62325-6 | OBX | 3 | 62325-6 |  |  | Post-discharge provider practice ID | Observation Identifier | Text | [0..1] | O |  |  |  | 62325-6^Post-discharge provider practice ID^LN | 62325-6^Post-discharge provider practice ID^LN | Match
598 |  | Newborn screen card data panel | 57717-1 | OBX | 62325-6 | OBX | 5 | 62325-6 |  |  | Post-discharge provider practice ID | Observation Value | [5 empty] | 123 | 123 | 123 | Match
599 |  | Newborn screen card data panel | 57717-1 | OBX | 62325-6 | OBX | 2 | 62325-6 |  |  | Value Type | Value Type | [6 empty] | TX | CX
600 |  | Newborn screen card data panel | 57717-1 | OBX | 62325-6 | OBX | 4 | 62325-6 |  |  | Post-discharge provider practice ID | Observation Sub-ID | [6 empty] | 0 | 0 | Match
601 |  | Newborn screen card data panel | 57717-1 | OBX | 62325-6 | OBX | 11 | 62325-6 |  |  | Observation Result Status | Observation Result Status | [5 empty] | F | F | F | Match
602 |  | Newborn screen card data panel | 57717-1 | OBX | 62325-6 | OBX | 19 | 62325-6 |  |  | Post-discharge provider practice ID | Date/Time of the Analysis | [6 empty] | 0 | 0 | Match
603 |  | Newborn screen card data panel | 57717-1 | OBX | 62325-6 | OBX | 29 | 62325-6 |  |  | Observation Type | Observation Type | [5 empty] | QST | QST | QST | Match
604 |  | Newborn screen card data panel |  | OBX | [7 empty] | Post-discharge provider practice name
605 |  | Newborn screen card data panel | 57717-1 | OBX | 62326-4 | OBX | 3 | 62326-4 |  |  | Post-discharge provider practice name | Observation Identifier | Text | [0..1] | O |  |  |  | 62326-4^Post-discharge provider practice name^LN | 62326-4^Post-discharge provider practice name^LN | Match
606 |  | Newborn screen card data panel | 57717-1 | OBX | 62326-4 | OBX | 5 | 62326-4 |  |  | Post-discharge provider practice name | Observation Value | [5 empty] | Healthy OB Clinic | Healthy OB Clinic | Healthy OB Clinic | Match
607 |  | Newborn screen card data panel | 57717-1 | OBX | 62326-4 | OBX | 2 | 62326-4 |  |  | Value Type | Value Type | [6 empty] | TX | TX | Match
608 |  | Newborn screen card data panel | 57717-1 | OBX | 62326-4 | OBX | 4 | 62326-4 |  |  | Post-discharge provider practice name | Observation Sub-ID | [6 empty] | 0 | 0 | Match
609 |  | Newborn screen card data panel | 57717-1 | OBX | 62326-4 | OBX | 11 | 62326-4 |  |  | Observation Result Status | Observation Result Status | [5 empty] | F | F | F | Match
610 |  | Newborn screen card data panel | 57717-1 | OBX | 62326-4 | OBX | 19 | 62326-4 |  |  | Post-discharge provider practice name | Date/Time of the Analysis | [6 empty] | 0 | 0 | Match
611 |  | Newborn screen card data panel | 57717-1 | OBX | 62326-4 | OBX | 29 | 62326-4 |  |  | Observation Type | Observation Type | [5 empty] | QST | QST | QST | Match
612 |  | Newborn screen card data panel |  | OBX | [7 empty] | Post-discharge provider practice address
613 |  | Newborn screen card data panel | 57717-1 | OBX | 62327-2 | OBX | 3 | 62327-2 |  |  | Post-discharge provider practice address | Observation Identifier | XAD | [0..1] | O |  |  |  | 62327-2^Post-discharge provider practice address^LN | 62327-2^Post-discharge provider practice address^LN | Match
614 |  | Newborn screen card data panel | 57717-1 | OBX | 62327-2 | OBX | 5 | 62327-2 |  |  | Post-discharge provider practice address | Observation Value | [5 empty] | 5901 Lakeside Avenue^^Richmond^VA^23228 | 5901 Lakeside Avenue^^Richmond^VA^23228 | 5901 Lakeside Avenue^^Richmond^VA^23228 | Match
615 |  | Newborn screen card data panel | 57717-1 | OBX | 62327-2 | OBX | 2 | 62327-2 |  |  | Value Type | Value Type | [6 empty] | XAD | XAD | Match
616 |  | Newborn screen card data panel | 57717-1 | OBX | 62327-2 | OBX | 4 | 62327-2 |  |  | Post-discharge provider practice address | Observation Sub-ID | [6 empty] | 0 | 0 | Match
617 |  | Newborn screen card data panel | 57717-1 | OBX | 62327-2 | OBX | 11 | 62327-2 |  |  | Observation Result Status | Observation Result Status | [5 empty] | F | F | F | Match
618 |  | Newborn screen card data panel | 57717-1 | OBX | 62327-2 | OBX | 19 | 62327-2 |  |  | Post-discharge provider practice address | Date/Time of the Analysis | [6 empty] | 0 | 0 | Match
619 |  | Newborn screen card data panel | 57717-1 | OBX | 62327-2 | OBX | 29 | 62327-2 |  |  | Observation Type | Observation Type | [5 empty] | QST | QST | QST | Match
620 |  | Newborn screen card data panel |  | OBX | [7 empty] | Post-discharge provider practice telephone number
621 |  | Newborn screen card data panel | 57717-1 | OBX | 62328-0 | OBX | 3 | 62328-0 |  |  | Post-discharge provider practice telephone number | Observation Identifier | XTN | [0..1] | O |  |  |  | 62328-0^Post-discharge provider practice telephone number^LN | 62328-0^Post-discharge provider practice telephone number^LN | Match
622 |  | Newborn screen card data panel | 57717-1 | OBX | 62328-0 | OBX | 5 | 62328-0 |  |  | Post-discharge provider practice telephone number | Observation Value | [5 empty] | ^^^^^804^2669616 | ^^^^^804^2669616 | ^^^^^804^2669616 | Match
623 |  | Newborn screen card data panel | 57717-1 | OBX | 62328-0 | OBX | 2 | 62328-0 |  |  | Value Type | Value Type | [6 empty] | XTN | XTN | Match
624 |  | Newborn screen card data panel | 57717-1 | OBX | 62328-0 | OBX | 4 | 62328-0 |  |  | Post-discharge provider practice telephone number | Observation Sub-ID | [6 empty] | 0 | 0 | Match
625 |  | Newborn screen card data panel | 57717-1 | OBX | 62328-0 | OBX | 11 | 62328-0 |  |  | Observation Result Status | Observation Result Status | [5 empty] | F | F | F | Match
626 |  | Newborn screen card data panel | 57717-1 | OBX | 62328-0 | OBX | 19 | 62328-0 |  |  | Post-discharge provider practice telephone number | Date/Time of the Analysis | [6 empty] | 0 | 0 | Match
627 |  | Newborn screen card data panel | 57717-1 | OBX | 62328-0 | OBX | 29 | 62328-0 |  |  | Observation Type | Observation Type | [5 empty] | QST | QST | QST | Match
628 |  | Newborn screen card data panel |  | OBX | [7 empty] | Birth hospital facility ID [Identifier] in Facility
629 |  | Newborn screen card data panel | 57717-1 | OBX | 62329-8 | OBX | 3 | 62329-8 |  |  | Birth hospital facility ID [Identifier] in Facility | Observation Identifier | Text | [0..1] | O |  |  |  | 62329-8^Birth hospital facility ID [Identifier] in Facility^LN | 62329-8^Birth hospital facility ID [Identifier] in Facility^LN | Match
630 |  | Newborn screen card data panel | 57717-1 | OBX | 62329-8 | OBX | 5 | 62329-8 |  |  | Birth hospital facility ID [Identifier] in Facility | Observation Value | [5 empty] | 10614 | 10614 | 10614 | Match
631 |  | Newborn screen card data panel | 57717-1 | OBX | 62329-8 | OBX | 2 | 62329-8 |  |  | Value Type | Value Type | [6 empty] | TX | CX
632 |  | Newborn screen card data panel | 57717-1 | OBX | 62329-8 | OBX | 4 | 62329-8 |  |  | Birth hospital facility ID [Identifier] in Facility | Observation Sub-ID | [6 empty] | 0 | 0 | Match
633 |  | Newborn screen card data panel | 57717-1 | OBX | 62329-8 | OBX | 11 | 62329-8 |  |  | Observation Result Status | Observation Result Status | [5 empty] | F | F | F | Match
634 |  | Newborn screen card data panel | 57717-1 | OBX | 62329-8 | OBX | 19 | 62329-8 |  |  | Birth hospital facility ID [Identifier] in Facility | Date/Time of the Analysis | [6 empty] | 0 | 0 | Match
635 |  | Newborn screen card data panel | 57717-1 | OBX | 62329-8 | OBX | 29 | 62329-8 |  |  | Observation Type | Observation Type | [5 empty] | QST | QST | QST | Match
636 |  | Newborn screen card data panel |  | OBX | [7 empty] | Birth hospital facility name
637 |  | Newborn screen card data panel | 57717-1 | OBX | 62330-6 | OBX | 3 | 62330-6 |  |  | Birth hospital facility name | Observation Identifier | Text | [0..1] | O |  |  |  | 62330-6^Birth hospital facility name^LN | 62330-6^Birth hospital facility name^LN | Match
638 |  | Newborn screen card data panel | 57717-1 | OBX | 62330-6 | OBX | 5 | 62330-6 |  |  | Birth hospital facility name | Observation Value | [5 empty] | BON SECOURS ST MARY'S HOSPITAL | BON SECOURS ST MARY'S HOSPITAL | BON SECOURS ST MARY'S HOSPITAL | Match
639 |  | Newborn screen card data panel | 57717-1 | OBX | 62330-6 | OBX | 2 | 62330-6 |  |  | Value Type | Value Type | [6 empty] | TX | TX | Match
640 |  | Newborn screen card data panel | 57717-1 | OBX | 62330-6 | OBX | 4 | 62330-6 |  |  | Birth hospital facility name | Observation Sub-ID | [6 empty] | 0 | 0 | Match
641 |  | Newborn screen card data panel | 57717-1 | OBX | 62330-6 | OBX | 11 | 62330-6 |  |  | Observation Result Status | Observation Result Status | [5 empty] | F | F | F | Match
642 |  | Newborn screen card data panel | 57717-1 | OBX | 62330-6 | OBX | 19 | 62330-6 |  |  | Birth hospital facility name | Date/Time of the Analysis | [6 empty] | 0 | 0 | Match
643 |  | Newborn screen card data panel | 57717-1 | OBX | 62330-6 | OBX | 29 | 62330-6 |  |  | Observation Type | Observation Type | [5 empty] | QST | QST | QST | Match
644 |  | Newborn screen card data panel |  | OBX | [7 empty] | Birth hospital facility address
645 |  | Newborn screen card data panel | 57717-1 | OBX | 62331-4 | OBX | 3 | 62331-4 |  |  | Birth hospital facility address | Observation Identifier | XAD | [0..1] | O |  |  |  | 62331-4^Birth hospital facility address^LN | 62331-4^Birth hospital facility address^LN | Match
646 |  | Newborn screen card data panel | 57717-1 | OBX | 62331-4 | OBX | 5 | 62331-4 |  |  | Birth hospital facility address | Observation Value | [5 empty] | 5801 BREMO RD^^RICHMOND^VA^23226 | 5801 BREMO RD^^RICHMOND^VA^23226 | 5801 BREMO RD^^RICHMOND^VA^23226 | Match
647 |  | Newborn screen card data panel | 57717-1 | OBX | 62331-4 | OBX | 2 | 62331-4 |  |  | Value Type | Value Type | [6 empty] | XAD | XAD | Match
648 |  | Newborn screen card data panel | 57717-1 | OBX | 62331-4 | OBX | 4 | 62331-4 |  |  | Birth hospital facility address | Observation Sub-ID | [6 empty] | 0 | 0 | Match
649 |  | Newborn screen card data panel | 57717-1 | OBX | 62331-4 | OBX | 11 | 62331-4 |  |  | Observation Result Status | Observation Result Status | [5 empty] | F | F | F | Match
650 |  | Newborn screen card data panel | 57717-1 | OBX | 62331-4 | OBX | 19 | 62331-4 |  |  | Birth hospital facility address | Date/Time of the Analysis | [6 empty] | 0 | 0 | Match
651 |  | Newborn screen card data panel | 57717-1 | OBX | 62331-4 | OBX | 29 | 62331-4 |  |  | Observation Type | Observation Type | [5 empty] | QST | QST | QST | Match
652 |  | Newborn screen card data panel |  | OBX | [7 empty] | Birth hospital facility phone number in Facility
653 |  | Newborn screen card data panel | 57717-1 | OBX | 62332-2 | OBX | 3 | 62332-2 |  |  | Birth hospital facility phone number in Facility | Observation Identifier | XTN | [0..1] | O |  |  |  | 62332-2^Birth hospital facility phone number in Facility^LN | 62332-2^Birth hospital facility phone number in Facility^LN | Match
654 |  | Newborn screen card data panel | 57717-1 | OBX | 62332-2 | OBX | 5 | 62332-2 |  |  | Birth hospital facility phone number in Facility | Observation Value | [5 empty] | ^^^^^804^2852011 | ^^^^^804^2852011 | ^^^^^804^2852011 | Match
655 |  | Newborn screen card data panel | 57717-1 | OBX | 62332-2 | OBX | 2 | 62332-2 |  |  | Value Type | Value Type | [6 empty] | XTN | XTN | Match
656 |  | Newborn screen card data panel | 57717-1 | OBX | 62332-2 | OBX | 4 | 62332-2 |  |  | Birth hospital facility phone number in Facility | Observation Sub-ID | [6 empty] | 0 | 0 | Match
657 |  | Newborn screen card data panel | 57717-1 | OBX | 62332-2 | OBX | 11 | 62332-2 |  |  | Observation Result Status | Observation Result Status | [5 empty] | F | F | F | Match
658 |  | Newborn screen card data panel | 57717-1 | OBX | 62332-2 | OBX | 19 | 62332-2 |  |  | Birth hospital facility phone number in Facility | Date/Time of the Analysis | [6 empty] | 0 | 0 | Match
659 |  | Newborn screen card data panel | 57717-1 | OBX | 62332-2 | OBX | 29 | 62332-2 |  |  | Observation Type | Observation Type | [5 empty] | QST | QST | QST | Match
660 |  | Newborn screening test results panel - Dried blood spot | [9 empty] | Newborn screening test results panel - Dried blood spot
661 |  | Newborn screening test results panel - Dried blood spot | 54089-8 | OBR | 57794-0 | OBR | 4 |  |  | 57794-0 | Newborn screening test results panel - Dried blood spot | Newborn screening test results panel - Dried blood spot | Order Only | [0..0] | X |  | Not included in the message, does not have individual OBX segments, rather is the overall grouper in the LOINC panel. |  | 57794-0^Newborn screening test results panel - Dried blood spot^LN | Not found
662 |  | Amino Acid | [9 empty] | Amino acid newborn screen panel
663 |  | Amino Acid | 54089-8 | OBR | 53261-4 | OBR | 4 |  |  | 53261-4 | Amino acid newborn screen panel | Amino acid newborn screen panel | Order Only | [0..1] | C |  | Condition: MUST be included in the message, if state tests for condition. |  |  | 53261-4^Amino acid newborn screen panel^LN
664 |  | Amino Acid |  | OBX | [7 empty] | Amino acidemias newborn screen interpretation
665 |  | Amino Acid | 53261-4 | OBX | 46733-2 | OBX | 3 | 46733-2 |  |  | Amino acidemias newborn screen interpretation | Observation Identifier | Coded | [0..*] | C |  | Condition: Either this is required or the individual results are required, when preceding OBR-4 is 53261-4^Amino acid newborn screen panel^LN. Both are permitted. Preferred Answer List (LL840-0): In range LA18592-8 Borderline LA4259-3 Indeterminate LA11884-6 Out of range LA18593-6 Out of range requiring further dried blood spot testing for at least one condition LA12430-7 Out of range requiring immediate referral LA25817-0 Out of range requiring immediate second-tier testing for at least one condition LA12431-5 Out of range requiring deferred follow-up for at least one conditionLA18594- 4 One or more tests pending LA16204-2 Specimen unsatisfactory for at least one condition LA16205-9 Note: Definitions and additional details available at: http://s.details.loinc.org/LOINC/46733-2.html?sections=Simple |  | 46733-2^Amino acidemias newborn screen interpretation^LN | 46733-2^Amino acidemias newborn screen interpretation^LN | Match
666 |  | Amino Acid | 53261-4 | OBX | 46733-2 | OBX | 5 | 46733-2 |  |  | Amino acidemias newborn screen interpretation | Observation Value | [5 empty] | Out of range | LA18593-6^Out of range^LN | LA18593-6^Out of range^LN | Match
667 |  | Amino Acid | 53261-4 | OBX | 46733-2 | OBX | 2 | 46733-2 |  |  | Value Type | Value Type | [6 empty] | CWE | CWE | Match
668 |  | Amino Acid | 53261-4 | OBX | 46733-2 | OBX | 4 | 46733-2 |  |  | Amino acidemias newborn screen interpretation | Observation Sub-ID | [6 empty] | 0 | 0 | Match
669 |  | Amino Acid | 53261-4 | OBX | 46733-2 | OBX | 11 | 46733-2 |  |  | Observation Result Status | Observation Result Status | [5 empty] | F | F | F | Match
670 |  | Amino Acid | 53261-4 | OBX | 46733-2 | OBX | 19 | 46733-2 |  |  | Amino acidemias newborn screen interpretation | Date/Time of the Analysis | [5 empty] | 201702281252-0500 | 201702281252-0500 | 201702291252-0500
671 |  | Amino Acid | 53261-4 | OBX | 46733-2 | OBX | 29 | 46733-2 |  |  | Observation Type | Observation Type | [5 empty] | RSLT | RSLT | RSLT | Match
672 |  | Amino Acid |  | OBX | [7 empty] | Amino acidemias newborn screening comment- discussion
673 |  | Amino Acid | 53261-4 | OBX | 57710-6 | OBX | 3 | 57710-6 |  |  | Amino acidemias newborn screening comment- discussion | Observation Identifier | Text | [0..*] | C |  | Condition: If 46733-2^Amino acidemias newborn screen interpretation^LN is included and the result necessitates comments. |  | 57710-6^Amino acidemias newborn screening comment- discussion^LN | Not found
674 |  | Amino Acid | 53261-4 | OBX | 57710-6 | OBX | 5 | 57710-6 | 0 |  | Amino acidemias newborn screening comment- discussion | Observation Value | [6 empty] | 0 | Not found
675 |  | Amino Acid | 53261-4 | OBX | 57710-6 | OBX | 2 | 57710-6 |  |  | Value Type | Value Type | [6 empty] | TX | Not found
676 |  | Amino Acid | 53261-4 | OBX | 57710-6 | OBX | 4 | 57710-6 |  |  | Amino acidemias newborn screening comment- discussion | Observation Sub-ID | [6 empty] | 0 | Not found
677 |  | Amino Acid | 53261-4 | OBX | 57710-6 | OBX | 11 | 57710-6 |  |  | Observation Result Status | Observation Result Status | [5 empty] | F | F | Not found
678 |  | Amino Acid | 53261-4 | OBX | 57710-6 | OBX | 19 | 57710-6 |  |  | Amino acidemias newborn screening comment- discussion | Date/Time of the Analysis | [6 empty] | 0 | Not found
679 |  | Amino Acid | 53261-4 | OBX | 57710-6 | OBX | 29 | 57710-6 |  |  | Observation Type | Observation Type | [6 empty] | 0 | Not found
680 |  | Amino Acid |  | OBX | [7 empty] | Amino acidemia disorder suspected [Identifier] in Dried blood spot
681 |  | Amino Acid | 53261-4 | OBX | 57793-2 | OBX | 3 | 57793-2 |  |  | Amino acidemia disorder suspected [Identifier] in Dried blood spot | Observation Identifier | Coded | [0..*] | C |  | Condition: If 46733-2^Amino acidemias newborn screen interpretation^LN is included. Preferred answers are listed at http://s.details.loinc.org/LOINC/57793- 2.html?sections=Simple including condition name abbreviation, SNOMED CT codes where available, and LOINC answer (LA) codes. |  | 57793-2^Amino acidemia disorder suspected [Identifier] in Dried blood spot^LN | 57793-2^Amino acidemia disorder suspected [Identifier] in Dried blood spot^LN | Match
682 |  | Amino Acid | 53261-4 | OBX | 57793-2 | OBX | 5 | 57793-2 |  |  | Amino acidemia disorder suspected [Identifier] in Dried blood spot | Observation Value | [5 empty] | Maple syrup urine disease | LA21168-2^Maple syrup urine disease^LN | LA21168-2^Maple syrup urine disease^LN | Match
683 |  | Amino Acid | 53261-4 | OBX | 57793-2 | OBX | 2 | 57793-2 |  |  | Value Type | Value Type | [6 empty] | CWE | CWE | Match
684 |  | Amino Acid | 53261-4 | OBX | 57793-2 | OBX | 4 | 57793-2 |  |  | Amino acidemia disorder suspected [Identifier] in Dried blood spot | Observation Sub-ID | [6 empty] | 0 | 0 | Match
685 |  | Amino Acid | 53261-4 | OBX | 57793-2 | OBX | 11 | 57793-2 |  |  | Observation Result Status | Observation Result Status | [5 empty] | F | F | F | Match
686 |  | Amino Acid | 53261-4 | OBX | 57793-2 | OBX | 19 | 57793-2 |  |  | Amino acidemia disorder suspected [Identifier] in Dried blood spot | Date/Time of the Analysis | [5 empty] | 201702281252-0500 | 201702281252-0500 | 201702291252-0500
687 |  | Amino Acid | 53261-4 | OBX | 57793-2 | OBX | 29 | 57793-2 |  |  | Observation Type | Observation Type | [5 empty] | RSLT | RSLT | RSLT | Match
688 | No | Amino Acid |  | OBX | [7 empty] | Phenylketonuria and variants/Biopterin defects newborn screen interpretation
689 | No | Amino Acid | 53261-4 | OBX | 46746-4 | OBX | 3 | 46746-4 |  |  | Phenylketonuria and variants/Biopterin defects newborn screen interpretation | Observation Identifier | Coded | [0..*] | C |  | Condition: MSUD and PKU are special cases, Either A. the disorder group interpretation is required or B. the disorder list suspected within the group (e.g. 57793-2 amino acid disorders suspected) along with the individual results (values) are required. All are permitted. Preferred Answer List (LL840-0) is available at: http://s.details.loinc.org/LOINC/46733-2.html?sections=Simple |  | 46746-4^Phenylketonuria and variants/Biopterin defects newborn screen interpretation^LN | Not found
690 | No | Amino Acid | 53261-4 | OBX | 46746-4 | OBX | 5 | 46746-4 |  |  | Phenylketonuria and variants/Biopterin defects newborn screen interpretation | Observation Value | [7 empty] | Not found
691 | No | Amino Acid | 53261-4 | OBX | 46746-4 | OBX | 2 | 46746-4 |  |  | Value Type | Value Type | [6 empty] | CWE | Not found
692 | No | Amino Acid | 53261-4 | OBX | 46746-4 | OBX | 4 | 46746-4 |  |  | Phenylketonuria and variants/Biopterin defects newborn screen interpretation | Observation Sub-ID | [6 empty] | 0 | Not found
693 | No | Amino Acid | 53261-4 | OBX | 46746-4 | OBX | 11 | 46746-4 |  |  | Observation Result Status | Observation Result Status | [5 empty] | F | F | Not found
694 | No | Amino Acid | 53261-4 | OBX | 46746-4 | OBX | 19 | 46746-4 |  |  | Phenylketonuria and variants/Biopterin defects newborn screen interpretation | Date/Time of the Analysis | [6 empty] | 0 | Not found
695 | No | Amino Acid | 53261-4 | OBX | 46746-4 | OBX | 29 | 46746-4 |  |  | Observation Type | Observation Type | [6 empty] | 0 | Not found
696 | No | Amino Acid |  | OBX | [7 empty] | Phenylketonuria and variants/Biopterin defects newborn screening comment-discussion
697 | No | Amino Acid | 53261-4 | OBX | 58231-2 | OBX | 3 | 58231-2 |  |  | Phenylketonuria and variants/Biopterin defects newborn screening comment-discussion | Observation Identifier | Text | [0..*] | C |  | Condition: If 46746-4^Phenylketonuria and variants/Biopterin defects newborn screen interpretation^LN is included and the result necessitates comments. |  | 58231-2^Phenylketonuria and variants/Biopterin defects newborn screening comment-discussion^LN | Not found
698 | No | Amino Acid | 53261-4 | OBX | 58231-2 | OBX | 5 | 58231-2 | 0 |  | Phenylketonuria and variants/Biopterin defects newborn screening comment-discussion | Observation Value | [6 empty] | 0 | Not found
699 | No | Amino Acid | 53261-4 | OBX | 58231-2 | OBX | 2 | 58231-2 |  |  | Value Type | Value Type | [6 empty] | TX | Not found
700 | No | Amino Acid | 53261-4 | OBX | 58231-2 | OBX | 4 | 58231-2 |  |  | Phenylketonuria and variants/Biopterin defects newborn screening comment-discussion | Observation Sub-ID | [6 empty] | 0 | Not found
701 | No | Amino Acid | 53261-4 | OBX | 58231-2 | OBX | 11 | 58231-2 |  |  | Observation Result Status | Observation Result Status | [5 empty] | F | F | Not found
702 | No | Amino Acid | 53261-4 | OBX | 58231-2 | OBX | 19 | 58231-2 |  |  | Phenylketonuria and variants/Biopterin defects newborn screening comment-discussion | Date/Time of the Analysis | [6 empty] | 0 | Not found
703 | No | Amino Acid | 53261-4 | OBX | 58231-2 | OBX | 29 | 58231-2 |  |  | Observation Type | Observation Type | [6 empty] | 0 | Not found
704 | No | Amino Acid |  | OBX | [7 empty] | Maple syrup urine disease newborn screen interpretation
705 | No | Amino Acid | 53261-4 | OBX | 46743-1 | OBX | 3 | 46743-1 |  |  | Maple syrup urine disease newborn screen interpretation | Observation Identifier | Coded | [0..*] | C |  | Condition: MSUD and PKU are special cases, Either A. the disorder group interpretation is required or B. the disorder list suspected within the group (e.g. 57793-2 amino acid disorders suspected) along with the individual results (values) are required. All are permitted. Preferred Answer List (LL840-0) is available at: http://s.details.loinc.org/LOINC/46733-2.html?sections=Simple |  | 46743-1^Maple syrup urine disease newborn screen interpretation^LN | Not found
706 | No | Amino Acid | 53261-4 | OBX | 46743-1 | OBX | 5 | 46743-1 |  |  | Maple syrup urine disease newborn screen interpretation | Observation Value | [7 empty] | Not found
707 | No | Amino Acid | 53261-4 | OBX | 46743-1 | OBX | 2 | 46743-1 |  |  | Value Type | Value Type | [6 empty] | CWE | Not found
708 | No | Amino Acid | 53261-4 | OBX | 46743-1 | OBX | 4 | 46743-1 |  |  | Maple syrup urine disease newborn screen interpretation | Observation Sub-ID | [6 empty] | 0 | Not found
709 | No | Amino Acid | 53261-4 | OBX | 46743-1 | OBX | 11 | 46743-1 |  |  | Observation Result Status | Observation Result Status | [5 empty] | F | F | Not found
710 | No | Amino Acid | 53261-4 | OBX | 46743-1 | OBX | 19 | 46743-1 |  |  | Maple syrup urine disease newborn screen interpretation | Date/Time of the Analysis | [6 empty] | 0 | Not found
711 | No | Amino Acid | 53261-4 | OBX | 46743-1 | OBX | 29 | 46743-1 |  |  | Observation Type | Observation Type | [6 empty] | 0 | Not found
712 | No | Amino Acid |  | OBX | [7 empty] | Maple syrup urine disease newborn screening comment-discussion
713 | No | Amino Acid | 53261-4 | OBX | 58230-4 | OBX | 3 | 58230-4 |  |  | Maple syrup urine disease newborn screening comment-discussion | Observation Identifier | Text | [0..*] | C |  | Condition: If 46743-1^Maple syrup urine disease newborn screen interpretation^LN is included and the result necessitates comments. |  | 58230-4^Maple syrup urine disease newborn screening comment-discussion^LN | Not found
714 | No | Amino Acid | 53261-4 | OBX | 58230-4 | OBX | 5 | 58230-4 | 0 |  | Maple syrup urine disease newborn screening comment-discussion | Observation Value | [6 empty] | 0 | Not found
715 | No | Amino Acid | 53261-4 | OBX | 58230-4 | OBX | 2 | 58230-4 |  |  | Value Type | Value Type | [6 empty] | TX | Not found
716 | No | Amino Acid | 53261-4 | OBX | 58230-4 | OBX | 4 | 58230-4 |  |  | Maple syrup urine disease newborn screening comment-discussion | Observation Sub-ID | [6 empty] | 0 | Not found
717 | No | Amino Acid | 53261-4 | OBX | 58230-4 | OBX | 11 | 58230-4 |  |  | Observation Result Status | Observation Result Status | [5 empty] | F | F | Not found
718 | No | Amino Acid | 53261-4 | OBX | 58230-4 | OBX | 19 | 58230-4 |  |  | Maple syrup urine disease newborn screening comment-discussion | Date/Time of the Analysis | [6 empty] | 0 | Not found
719 | No | Amino Acid | 53261-4 | OBX | 58230-4 | OBX | 29 | 58230-4 |  |  | Observation Type | Observation Type | [6 empty] | 0 | Not found
720 | No | Amino Acid |  | OBX | [7 empty] | 3-Methylhistidine [Moles/volume] in Dried blood spot
721 | No | Amino Acid | 53261-4 | OBX | 47539-2 | OBX | 3 | 47539-2 |  |  | 3-Methylhistidine [Moles/volume] in Dried blood spot | Observation Identifier | Numeric | [0..1] | O |  | Note: Definitions/descriptions, related names and example units of measure in computable UCUM format for all numeric NDBS measures are available at http://r.details.loinc.org/LOINC/54089-8.html?sections=Comprehensive. Note: Relationships between the conditions that are targeted by newborn screening and the tests/analytes/measurements that are used as markers for newborn screening conditions, as well as synonyms, and mappings to other code systems including International Classification of Diseases (ICD- 9-CM and ICD-10-CM), Enzyme Commission (EC) codes and classifications, Online Mendelian Inheritance in Man® (OMIM®), and Universal Protein Resource (UniProt) are available at: https://newbornscreeningcodes.nlm.nih.gov/ |  | 47539-2^3-Methylhistidine [Moles/volume] in Dried blood spot^LN | Not found
722 | No | Amino Acid | 53261-4 | OBX | 47539-2 | OBX | 5 | 47539-2 |  |  | 3-Methylhistidine [Moles/volume] in Dried blood spot | Observation Value | [6 empty] | 0 | Not found
723 | No | Amino Acid | 53261-4 | OBX | 47539-2 | OBX | 6 | 47539-2 |  |  | 3-Methylhistidine [Moles/volume] in Dried blood spot | Units | [6 empty] | 0 | Not found
724 | No | Amino Acid | 53261-4 | OBX | 47539-2 | OBX | 2 | 47539-2 |  |  | Value Type | Value Type | [6 empty] | NM | Not found
725 | No | Amino Acid | 53261-4 | OBX | 47539-2 | OBX | 4 | 47539-2 |  |  | 3-Methylhistidine [Moles/volume] in Dried blood spot | Observation Sub-ID | [6 empty] | 0 | Not found
726 | No | Amino Acid | 53261-4 | OBX | 47539-2 | OBX | 11 | 47539-2 |  |  | Observation Result Status | Observation Result Status | [5 empty] | F | F | Not found
727 | No | Amino Acid | 53261-4 | OBX | 47539-2 | OBX | 19 | 47539-2 |  |  | 3-Methylhistidine [Moles/volume] in Dried blood spot | Date/Time of the Analysis | [6 empty] | 0 | Not found
728 | No | Amino Acid | 53261-4 | OBX | 47539-2 | OBX | 29 | 47539-2 |  |  | Observation Type | Observation Type | [6 empty] | 0 | Not found
729 | No | Amino Acid |  | OBX | [7 empty] | 5-Oxoproline+Pipecolate [Moles/volume] in Dried blood spot
730 | No | Amino Acid | 53261-4 | OBX | 53232-5 | OBX | 3 | 53232-5 |  |  | 5-Oxoproline+Pipecolate [Moles/volume] in Dried blood spot | Observation Identifier | Numeric | [0..1] | O |  |  |  | 53232-5^5-Oxoproline+Pipecolate [Moles/volume] in Dried blood spot^LN | Not found
731 | No | Amino Acid | 53261-4 | OBX | 53232-5 | OBX | 5 | 53232-5 |  |  | 5-Oxoproline+Pipecolate [Moles/volume] in Dried blood spot | Observation Value | [6 empty] | 0 | Not found
732 | No | Amino Acid | 53261-4 | OBX | 53232-5 | OBX | 6 | 53232-5 |  |  | 5-Oxoproline+Pipecolate [Moles/volume] in Dried blood spot | Units | [6 empty] | 0 | Not found
733 | No | Amino Acid | 53261-4 | OBX | 53232-5 | OBX | 2 | 53232-5 |  |  | Value Type | Value Type | [6 empty] | NM | Not found
734 | No | Amino Acid | 53261-4 | OBX | 53232-5 | OBX | 4 | 53232-5 |  |  | 5-Oxoproline+Pipecolate [Moles/volume] in Dried blood spot | Observation Sub-ID | [6 empty] | 0 | Not found
735 | No | Amino Acid | 53261-4 | OBX | 53232-5 | OBX | 11 | 53232-5 |  |  | Observation Result Status | Observation Result Status | [5 empty] | F | F | Not found
736 | No | Amino Acid | 53261-4 | OBX | 53232-5 | OBX | 19 | 53232-5 |  |  | 5-Oxoproline+Pipecolate [Moles/volume] in Dried blood spot | Date/Time of the Analysis | [6 empty] | 0 | Not found
737 | No | Amino Acid | 53261-4 | OBX | 53232-5 | OBX | 29 | 53232-5 |  |  | Observation Type | Observation Type | [6 empty] | 0 | Not found
738 | No | Amino Acid |  | OBX | [7 empty] | 5-Oxoproline+Pipecolate/Phe nylalanine [Molar ratio] in Dried blood spot
739 | No | Amino Acid | 53261-4 | OBX | 53394-3 | OBX | 3 | 53394-3 |  |  | 5-Oxoproline+Pipecolate/Phe nylalanine [Molar ratio] in Dried blood spot | Observation Identifier | Numeric | [0..1] | O |  |  |  | 53394-3^5-Oxoproline+Pipecolate/Phe nylalanine [Molar ratio] in Dried blood spot^LN | Not found
740 | No | Amino Acid | 53261-4 | OBX | 53394-3 | OBX | 5 | 53394-3 |  |  | 5-Oxoproline+Pipecolate/Phe nylalanine [Molar ratio] in Dried blood spot | Observation Value | [6 empty] | 0 | Not found
741 | No | Amino Acid | 53261-4 | OBX | 53394-3 | OBX | 6 | 53394-3 |  |  | 5-Oxoproline+Pipecolate/Phe nylalanine [Molar ratio] in Dried blood spot | Units | [6 empty] | 0 | Not found
742 | No | Amino Acid | 53261-4 | OBX | 53394-3 | OBX | 2 | 53394-3 |  |  | Value Type | Value Type | [6 empty] | NM | Not found
743 | No | Amino Acid | 53261-4 | OBX | 53394-3 | OBX | 4 | 53394-3 |  |  | 5-Oxoproline+Pipecolate/Phe nylalanine [Molar ratio] in Dried blood spot | Observation Sub-ID | [6 empty] | 0 | Not found
744 | No | Amino Acid | 53261-4 | OBX | 53394-3 | OBX | 11 | 53394-3 |  |  | Observation Result Status | Observation Result Status | [5 empty] | F | F | Not found
745 | No | Amino Acid | 53261-4 | OBX | 53394-3 | OBX | 19 | 53394-3 |  |  | 5-Oxoproline+Pipecolate/Phe nylalanine [Molar ratio] in Dried blood spot | Date/Time of the Analysis | [6 empty] | 0 | Not found
746 | No | Amino Acid | 53261-4 | OBX | 53394-3 | OBX | 29 | 53394-3 |  |  | Observation Type | Observation Type | [6 empty] | 0 | Not found
747 | No | Amino Acid |  | OBX | [7 empty] | Alanine+Beta Alanine+Sarcosine [Moles/volume] in Dried blood spot
748 | No | Amino Acid | 53261-4 | OBX | 53150-9 | OBX | 3 | 53150-9 |  |  | Alanine+Beta Alanine+Sarcosine [Moles/volume] in Dried blood spot | Observation Identifier | Numeric | [0..1] | O |  |  |  | 53150-9^Alanine+Beta Alanine+Sarcosine [Moles/volume] in Dried blood spot^LN | Not found
749 | No | Amino Acid | 53261-4 | OBX | 53150-9 | OBX | 5 | 53150-9 |  |  | Alanine+Beta Alanine+Sarcosine [Moles/volume] in Dried blood spot | Observation Value | [6 empty] | 0 | Not found
750 | No | Amino Acid | 53261-4 | OBX | 53150-9 | OBX | 6 | 53150-9 |  |  | Alanine+Beta Alanine+Sarcosine [Moles/volume] in Dried blood spot | Units | [6 empty] | 0 | Not found
751 | No | Amino Acid | 53261-4 | OBX | 53150-9 | OBX | 2 | 53150-9 |  |  | Value Type | Value Type | [6 empty] | NM | Not found
752 | No | Amino Acid | 53261-4 | OBX | 53150-9 | OBX | 4 | 53150-9 |  |  | Alanine+Beta Alanine+Sarcosine [Moles/volume] in Dried blood spot | Observation Sub-ID | [6 empty] | 0 | Not found
753 | No | Amino Acid | 53261-4 | OBX | 53150-9 | OBX | 11 | 53150-9 |  |  | Observation Result Status | Observation Result Status | [5 empty] | F | F | Not found
754 | No | Amino Acid | 53261-4 | OBX | 53150-9 | OBX | 19 | 53150-9 |  |  | Alanine+Beta Alanine+Sarcosine [Moles/volume] in Dried blood spot | Date/Time of the Analysis | [6 empty] | 0 | Not found
755 | No | Amino Acid | 53261-4 | OBX | 53150-9 | OBX | 29 | 53150-9 |  |  | Observation Type | Observation Type | [6 empty] | 0 | Not found
756 | No | Amino Acid |  | OBX | [7 empty] | Alloisoleucine+Isoleucine+ Leucine+Hydroxyproline+V aline/Phenylalanine+Tyrosi ne [Molar ratio] in Dried blood spot
757 | No | Amino Acid | 53261-4 | OBX | 53393-5 | OBX | 3 | 53393-5 |  |  | Alloisoleucine+Isoleucine+ Leucine+Hydroxyproline+V aline/Phenylalanine+Tyrosi ne [Molar ratio] in Dried blood spot | Observation Identifier | Numeric | [0..1] | O |  |  |  | 53393-5^Alloisoleucine+Isoleucine+ Leucine+Hydroxyproline+V aline/Phenylalanine+Tyrosi ne [Molar ratio] in Dried blood spot^LN | Not found
758 | No | Amino Acid | 53261-4 | OBX | 53393-5 | OBX | 5 | 53393-5 |  |  | Alloisoleucine+Isoleucine+ Leucine+Hydroxyproline+V aline/Phenylalanine+Tyrosi ne [Molar ratio] in Dried blood spot | Observation Value | [6 empty] | 0 | Not found
759 | No | Amino Acid | 53261-4 | OBX | 53393-5 | OBX | 6 | 53393-5 |  |  | Alloisoleucine+Isoleucine+ Leucine+Hydroxyproline+V aline/Phenylalanine+Tyrosi ne [Molar ratio] in Dried blood spot | Units | [6 empty] | 0 | Not found
760 | No | Amino Acid | 53261-4 | OBX | 53393-5 | OBX | 2 | 53393-5 |  |  | Value Type | Value Type | [6 empty] | NM | Not found
761 | No | Amino Acid | 53261-4 | OBX | 53393-5 | OBX | 4 | 53393-5 |  |  | Alloisoleucine+Isoleucine+ Leucine+Hydroxyproline+V aline/Phenylalanine+Tyrosi ne [Molar ratio] in Dried blood spot | Observation Sub-ID | [6 empty] | 0 | Not found
762 | No | Amino Acid | 53261-4 | OBX | 53393-5 | OBX | 11 | 53393-5 |  |  | Observation Result Status | Observation Result Status | [5 empty] | F | F | Not found
763 | No | Amino Acid | 53261-4 | OBX | 53393-5 | OBX | 19 | 53393-5 |  |  | Alloisoleucine+Isoleucine+ Leucine+Hydroxyproline+V aline/Phenylalanine+Tyrosi ne [Molar ratio] in Dried blood spot | Date/Time of the Analysis | [6 empty] | 0 | Not found
764 | No | Amino Acid | 53261-4 | OBX | 53393-5 | OBX | 29 | 53393-5 |  |  | Observation Type | Observation Type | [6 empty] | 0 | Not found
765 |  | Amino Acid |  | OBX | [7 empty] | Alloisoleucine+Isoleucine+ Leucine+Hydroxyproline [Moles/volume] in Dried blood spot
766 |  | Amino Acid | 53261-4 | OBX | 53152-5 | OBX | 3 | 53152-5 |  |  | Alloisoleucine+Isoleucine+ Leucine+Hydroxyproline [Moles/volume] in Dried blood spot | Observation Identifier | Numeric | [0..1] | O |  |  |  | 53152-5^Alloisoleucine+Isoleucine+ Leucine+Hydroxyproline [Moles/volume] in Dried blood spot^LN | 53152-5^Alloisoleucine+Isoleucine+ Leucine+Hydroxyproline [Moles/volume] in Dried blood spot^LN | Match
767 |  | Amino Acid | 53261-4 | OBX | 53152-5 | OBX | 5 | 53152-5 |  |  | Alloisoleucine+Isoleucine+ Leucine+Hydroxyproline [Moles/volume] in Dried blood spot | Observation Value | [5 empty] | 265 | 265 | 265 | Match
768 |  | Amino Acid | 53261-4 | OBX | 53152-5 | OBX | 6 | 53152-5 |  |  | Alloisoleucine+Isoleucine+ Leucine+Hydroxyproline [Moles/volume] in Dried blood spot | Units | [5 empty] | umol/L^micromole per liter^UCUM | umol/L^micromole per liter^UCUM | umol/L^micromole per liter^UCUM | Match
769 |  | Amino Acid | 53261-4 | OBX | 53152-5 | OBX | 2 | 53152-5 |  |  | Value Type | Value Type | [6 empty] | NM | NM | Match
770 |  | Amino Acid | 53261-4 | OBX | 53152-5 | OBX | 4 | 53152-5 |  |  | Alloisoleucine+Isoleucine+ Leucine+Hydroxyproline [Moles/volume] in Dried blood spot | Observation Sub-ID | [6 empty] | 0 | 0 | Match
771 |  | Amino Acid | 53261-4 | OBX | 53152-5 | OBX | 11 | 53152-5 |  |  | Observation Result Status | Observation Result Status | [5 empty] | F | F | F | Match
772 |  | Amino Acid | 53261-4 | OBX | 53152-5 | OBX | 19 | 53152-5 |  |  | Alloisoleucine+Isoleucine+ Leucine+Hydroxyproline [Moles/volume] in Dried blood spot | Date/Time of the Analysis | [5 empty] | 201702281252-0500 | 201702281252-0500 | 201702291252-0500
773 |  | Amino Acid | 53261-4 | OBX | 53152-5 | OBX | 29 | 53152-5 |  |  | Observation Type | Observation Type | [5 empty] | RSLT | RSLT | RSLT | Match
774 | No | Amino Acid |  | OBX | [7 empty] | Alloisoleucine+Isoleucine+ Leucine+Hydroxyproline/P henylalanine [Molar ratio] in Dried blood spot
775 | No | Amino Acid | 53261-4 | OBX | 53153-3 | OBX | 3 | 53153-3 |  |  | Alloisoleucine+Isoleucine+ Leucine+Hydroxyproline/P henylalanine [Molar ratio] in Dried blood spot | Observation Identifier | Numeric | [0..1] | O |  |  |  | 53153-3^Alloisoleucine+Isoleucine+ Leucine+Hydroxyproline/P henylalanine [Molar ratio] in Dried blood spot^LN | Not found
776 | No | Amino Acid | 53261-4 | OBX | 53153-3 | OBX | 5 | 53153-3 |  |  | Alloisoleucine+Isoleucine+ Leucine+Hydroxyproline/P henylalanine [Molar ratio] in Dried blood spot | Observation Value | [6 empty] | 0 | Not found
777 | No | Amino Acid | 53261-4 | OBX | 53153-3 | OBX | 6 | 53153-3 |  |  | Alloisoleucine+Isoleucine+ Leucine+Hydroxyproline/P henylalanine [Molar ratio] in Dried blood spot | Units | [6 empty] | 0 | Not found
778 | No | Amino Acid | 53261-4 | OBX | 53153-3 | OBX | 2 | 53153-3 |  |  | Value Type | Value Type | [6 empty] | NM | Not found
779 | No | Amino Acid | 53261-4 | OBX | 53153-3 | OBX | 4 | 53153-3 |  |  | Alloisoleucine+Isoleucine+ Leucine+Hydroxyproline/P henylalanine [Molar ratio] in Dried blood spot | Observation Sub-ID | [6 empty] | 0 | Not found
780 | No | Amino Acid | 53261-4 | OBX | 53153-3 | OBX | 11 | 53153-3 |  |  | Observation Result Status | Observation Result Status | [5 empty] | F | F | Not found
781 | No | Amino Acid | 53261-4 | OBX | 53153-3 | OBX | 19 | 53153-3 |  |  | Alloisoleucine+Isoleucine+ Leucine+Hydroxyproline/P henylalanine [Molar ratio] in Dried blood spot | Date/Time of the Analysis | [6 empty] | 0 | Not found
782 | No | Amino Acid | 53261-4 | OBX | 53153-3 | OBX | 29 | 53153-3 |  |  | Observation Type | Observation Type | [6 empty] | 0 | Not found
783 | No | Amino Acid |  | OBX | [7 empty] | Alloisoleucine+Isoleucine+ Leucine+Hydroxyproline/Al anine [Molar ratio] in Dried blood spot
784 | No | Amino Acid | 53261-4 | OBX | 53154-1 | OBX | 3 | 53154-1 |  |  | Alloisoleucine+Isoleucine+ Leucine+Hydroxyproline/Al anine [Molar ratio] in Dried blood spot | Observation Identifier | Numeric | [0..1] | O |  |  |  | 53154-1^Alloisoleucine+Isoleucine+ Leucine+Hydroxyproline/Al anine [Molar ratio] in Dried blood spot^LN | Not found
785 | No | Amino Acid | 53261-4 | OBX | 53154-1 | OBX | 5 | 53154-1 |  |  | Alloisoleucine+Isoleucine+ Leucine+Hydroxyproline/Al anine [Molar ratio] in Dried blood spot | Observation Value | [6 empty] | 0 | Not found
786 | No | Amino Acid | 53261-4 | OBX | 53154-1 | OBX | 6 | 53154-1 |  |  | Alloisoleucine+Isoleucine+ Leucine+Hydroxyproline/Al anine [Molar ratio] in Dried blood spot | Units | [6 empty] | 0 | Not found
787 | No | Amino Acid | 53261-4 | OBX | 53154-1 | OBX | 2 | 53154-1 |  |  | Value Type | Value Type | [6 empty] | NM | Not found
788 | No | Amino Acid | 53261-4 | OBX | 53154-1 | OBX | 4 | 53154-1 |  |  | Alloisoleucine+Isoleucine+ Leucine+Hydroxyproline/Al anine [Molar ratio] in Dried blood spot | Observation Sub-ID | [6 empty] | 0 | Not found
789 | No | Amino Acid | 53261-4 | OBX | 53154-1 | OBX | 11 | 53154-1 |  |  | Observation Result Status | Observation Result Status | [5 empty] | F | F | Not found
790 | No | Amino Acid | 53261-4 | OBX | 53154-1 | OBX | 19 | 53154-1 |  |  | Alloisoleucine+Isoleucine+ Leucine+Hydroxyproline/Al anine [Molar ratio] in Dried blood spot | Date/Time of the Analysis | [6 empty] | 0 | Not found
791 | No | Amino Acid | 53261-4 | OBX | 53154-1 | OBX | 29 | 53154-1 |  |  | Observation Type | Observation Type | [6 empty] | 0 | Not found
792 | No | Amino Acid |  | OBX | [7 empty] | Arginine [Moles/volume] in Dried blood spot
793 | No | Amino Acid | 53261-4 | OBX | 47562-4 | OBX | 3 | 47562-4 |  |  | Arginine [Moles/volume] in Dried blood spot | Observation Identifier | Numeric | [0..1] | O |  |  |  | 47562-4^Arginine [Moles/volume] in Dried blood spot^LN | Not found
794 | No | Amino Acid | 53261-4 | OBX | 47562-4 | OBX | 5 | 47562-4 |  |  | Arginine [Moles/volume] in Dried blood spot | Observation Value | [6 empty] | 0 | Not found
795 | No | Amino Acid | 53261-4 | OBX | 47562-4 | OBX | 6 | 47562-4 |  |  | Arginine [Moles/volume] in Dried blood spot | Units | [6 empty] | 0 | Not found
796 | No | Amino Acid | 53261-4 | OBX | 47562-4 | OBX | 2 | 47562-4 |  |  | Value Type | Value Type | [6 empty] | NM | Not found
797 | No | Amino Acid | 53261-4 | OBX | 47562-4 | OBX | 4 | 47562-4 |  |  | Arginine [Moles/volume] in Dried blood spot | Observation Sub-ID | [6 empty] | 0 | Not found
798 | No | Amino Acid | 53261-4 | OBX | 47562-4 | OBX | 11 | 47562-4 |  |  | Observation Result Status | Observation Result Status | [5 empty] | F | F | Not found
799 | No | Amino Acid | 53261-4 | OBX | 47562-4 | OBX | 19 | 47562-4 |  |  | Arginine [Moles/volume] in Dried blood spot | Date/Time of the Analysis | [6 empty] | 0 | Not found
800 | No | Amino Acid | 53261-4 | OBX | 47562-4 | OBX | 29 | 47562-4 |  |  | Observation Type | Observation Type | [6 empty] | 0 | Not found
801 | No | Amino Acid |  | OBX | [7 empty] | Arginine/Ornithine [Molar ratio] in Dried blood spot
802 | No | Amino Acid | 53261-4 | OBX | 75214-7 | OBX | 3 | 75214-7 |  |  | Arginine/Ornithine [Molar ratio] in Dried blood spot | Observation Identifier | Numeric | [0..1] | O |  |  |  | 75214-7^Arginine/Ornithine [Molar ratio] in Dried blood spot^LN | Not found
803 | No | Amino Acid | 53261-4 | OBX | 75214-7 | OBX | 5 | 75214-7 |  |  | Arginine/Ornithine [Molar ratio] in Dried blood spot | Observation Value | [6 empty] | 0 | Not found
804 | No | Amino Acid | 53261-4 | OBX | 75214-7 | OBX | 6 | 75214-7 |  |  | Arginine/Ornithine [Molar ratio] in Dried blood spot | Units | [6 empty] | 0 | Not found
805 | No | Amino Acid | 53261-4 | OBX | 75214-7 | OBX | 2 | 75214-7 |  |  | Value Type | Value Type | [6 empty] | NM | Not found
806 | No | Amino Acid | 53261-4 | OBX | 75214-7 | OBX | 4 | 75214-7 |  |  | Arginine/Ornithine [Molar ratio] in Dried blood spot | Observation Sub-ID | [6 empty] | 0 | Not found
807 | No | Amino Acid | 53261-4 | OBX | 75214-7 | OBX | 11 | 75214-7 |  |  | Observation Result Status | Observation Result Status | [5 empty] | F | F | Not found
808 | No | Amino Acid | 53261-4 | OBX | 75214-7 | OBX | 19 | 75214-7 |  |  | Arginine/Ornithine [Molar ratio] in Dried blood spot | Date/Time of the Analysis | [6 empty] | 0 | Not found
809 | No | Amino Acid | 53261-4 | OBX | 75214-7 | OBX | 29 | 75214-7 |  |  | Observation Type | Observation Type | [6 empty] | 0 | Not found
810 | No | Amino Acid |  | OBX | [7 empty] | Arginine/Phenylalanine [Molar ratio] in Dried blood spot
811 | No | Amino Acid | 53261-4 | OBX | 53398-4 | OBX | 3 | 53398-4 |  |  | Arginine/Phenylalanine [Molar ratio] in Dried blood spot | Observation Identifier | Numeric | [0..1] | O |  |  |  | 53398-4^Arginine/Phenylalanine [Molar ratio] in Dried blood spot^LN | Not found
812 | No | Amino Acid | 53261-4 | OBX | 53398-4 | OBX | 5 | 53398-4 |  |  | Arginine/Phenylalanine [Molar ratio] in Dried blood spot | Observation Value | [6 empty] | 0 | Not found
813 | No | Amino Acid | 53261-4 | OBX | 53398-4 | OBX | 6 | 53398-4 |  |  | Arginine/Phenylalanine [Molar ratio] in Dried blood spot | Units | [6 empty] | 0 | Not found
814 | No | Amino Acid | 53261-4 | OBX | 53398-4 | OBX | 2 | 53398-4 |  |  | Value Type | Value Type | [6 empty] | NM | Not found
815 | No | Amino Acid | 53261-4 | OBX | 53398-4 | OBX | 4 | 53398-4 |  |  | Arginine/Phenylalanine [Molar ratio] in Dried blood spot | Observation Sub-ID | [6 empty] | 0 | Not found
816 | No | Amino Acid | 53261-4 | OBX | 53398-4 | OBX | 11 | 53398-4 |  |  | Observation Result Status | Observation Result Status | [5 empty] | F | F | Not found
817 | No | Amino Acid | 53261-4 | OBX | 53398-4 | OBX | 19 | 53398-4 |  |  | Arginine/Phenylalanine [Molar ratio] in Dried blood spot | Date/Time of the Analysis | [6 empty] | 0 | Not found
818 | No | Amino Acid | 53261-4 | OBX | 53398-4 | OBX | 29 | 53398-4 |  |  | Observation Type | Observation Type | [6 empty] | 0 | Not found
819 | No | Amino Acid |  | OBX | [7 empty] | Argininosuccinate [Moles/volume] in Dried blood spot
820 | No | Amino Acid | 53261-4 | OBX | 53062-6 | OBX | 3 | 53062-6 |  |  | Argininosuccinate [Moles/volume] in Dried blood spot | Observation Identifier | Numeric | [0..1] | O |  |  |  | 53062-6^Argininosuccinate [Moles/volume] in Dried blood spot^LN | Not found
821 | No | Amino Acid | 53261-4 | OBX | 53062-6 | OBX | 5 | 53062-6 |  |  | Argininosuccinate [Moles/volume] in Dried blood spot | Observation Value | [6 empty] | 0 | Not found
822 | No | Amino Acid | 53261-4 | OBX | 53062-6 | OBX | 6 | 53062-6 |  |  | Argininosuccinate [Moles/volume] in Dried blood spot | Units | [6 empty] | 0 | Not found
823 | No | Amino Acid | 53261-4 | OBX | 53062-6 | OBX | 2 | 53062-6 |  |  | Value Type | Value Type | [6 empty] | NM | Not found
824 | No | Amino Acid | 53261-4 | OBX | 53062-6 | OBX | 4 | 53062-6 |  |  | Argininosuccinate [Moles/volume] in Dried blood spot | Observation Sub-ID | [6 empty] | 0 | Not found
825 | No | Amino Acid | 53261-4 | OBX | 53062-6 | OBX | 11 | 53062-6 |  |  | Observation Result Status | Observation Result Status | [5 empty] | F | F | Not found
826 | No | Amino Acid | 53261-4 | OBX | 53062-6 | OBX | 19 | 53062-6 |  |  | Argininosuccinate [Moles/volume] in Dried blood spot | Date/Time of the Analysis | [6 empty] | 0 | Not found
827 | No | Amino Acid | 53261-4 | OBX | 53062-6 | OBX | 29 | 53062-6 |  |  | Observation Type | Observation Type | [6 empty] | 0 | Not found
828 | No | Amino Acid |  | OBX | [7 empty] | Argininosuccinate/Arginine [Molar ratio] in Dried blood spot
829 | No | Amino Acid | 53261-4 | OBX | 53200-2 | OBX | 3 | 53200-2 |  |  | Argininosuccinate/Arginine [Molar ratio] in Dried blood spot | Observation Identifier | Numeric | [0..1] | O |  |  |  | 53200-2^Argininosuccinate/Arginine [Molar ratio] in Dried blood spot^LN | Not found
830 | No | Amino Acid | 53261-4 | OBX | 53200-2 | OBX | 5 | 53200-2 |  |  | Argininosuccinate/Arginine [Molar ratio] in Dried blood spot | Observation Value | [6 empty] | 0 | Not found
831 | No | Amino Acid | 53261-4 | OBX | 53200-2 | OBX | 6 | 53200-2 |  |  | Argininosuccinate/Arginine [Molar ratio] in Dried blood spot | Units | [6 empty] | 0 | Not found
832 | No | Amino Acid | 53261-4 | OBX | 53200-2 | OBX | 2 | 53200-2 |  |  | Value Type | Value Type | [6 empty] | NM | Not found
833 | No | Amino Acid | 53261-4 | OBX | 53200-2 | OBX | 4 | 53200-2 |  |  | Argininosuccinate/Arginine [Molar ratio] in Dried blood spot | Observation Sub-ID | [6 empty] | 0 | Not found
834 | No | Amino Acid | 53261-4 | OBX | 53200-2 | OBX | 11 | 53200-2 |  |  | Observation Result Status | Observation Result Status | [5 empty] | F | F | Not found
835 | No | Amino Acid | 53261-4 | OBX | 53200-2 | OBX | 19 | 53200-2 |  |  | Argininosuccinate/Arginine [Molar ratio] in Dried blood spot | Date/Time of the Analysis | [6 empty] | 0 | Not found
836 | No | Amino Acid | 53261-4 | OBX | 53200-2 | OBX | 29 | 53200-2 |  |  | Observation Type | Observation Type | [6 empty] | 0 | Not found
837 | No | Amino Acid |  | OBX | [7 empty] | Asparagine+Ornithine [Moles/volume] in Dried blood spot
838 | No | Amino Acid | 53261-4 | OBX | 53155-8 | OBX | 3 | 53155-8 |  |  | Asparagine+Ornithine [Moles/volume] in Dried blood spot | Observation Identifier | Numeric | [0..1] | O |  |  |  | 53155-8^Asparagine+Ornithine [Moles/volume] in Dried blood spot^LN | Not found
839 | No | Amino Acid | 53261-4 | OBX | 53155-8 | OBX | 5 | 53155-8 |  |  | Asparagine+Ornithine [Moles/volume] in Dried blood spot | Observation Value | [6 empty] | 0 | Not found
840 | No | Amino Acid | 53261-4 | OBX | 53155-8 | OBX | 6 | 53155-8 |  |  | Asparagine+Ornithine [Moles/volume] in Dried blood spot | Units | [6 empty] | 0 | Not found
841 | No | Amino Acid | 53261-4 | OBX | 53155-8 | OBX | 2 | 53155-8 |  |  | Value Type | Value Type | [6 empty] | NM | Not found
842 | No | Amino Acid | 53261-4 | OBX | 53155-8 | OBX | 4 | 53155-8 |  |  | Asparagine+Ornithine [Moles/volume] in Dried blood spot | Observation Sub-ID | [6 empty] | 0 | Not found
843 | No | Amino Acid | 53261-4 | OBX | 53155-8 | OBX | 11 | 53155-8 |  |  | Observation Result Status | Observation Result Status | [5 empty] | F | F | Not found
844 | No | Amino Acid | 53261-4 | OBX | 53155-8 | OBX | 19 | 53155-8 |  |  | Asparagine+Ornithine [Moles/volume] in Dried blood spot | Date/Time of the Analysis | [6 empty] | 0 | Not found
845 | No | Amino Acid | 53261-4 | OBX | 53155-8 | OBX | 29 | 53155-8 |  |  | Observation Type | Observation Type | [6 empty] | 0 | Not found
846 | No | Amino Acid |  | OBX | [7 empty] | Asparagine+Ornithine/Seri ne [Molar ratio] in Dried blood spot
847 | No | Amino Acid | 53261-4 | OBX | 53395-0 | OBX | 3 | 53395-0 |  |  | Asparagine+Ornithine/Seri ne [Molar ratio] in Dried blood spot | Observation Identifier | Numeric | [0..1] | O |  |  |  | 53395-0^Asparagine+Ornithine/Seri ne [Molar ratio] in Dried blood spot^LN | Not found
848 | No | Amino Acid | 53261-4 | OBX | 53395-0 | OBX | 5 | 53395-0 |  |  | Asparagine+Ornithine/Seri ne [Molar ratio] in Dried blood spot | Observation Value | [6 empty] | 0 | Not found
849 | No | Amino Acid | 53261-4 | OBX | 53395-0 | OBX | 6 | 53395-0 |  |  | Asparagine+Ornithine/Seri ne [Molar ratio] in Dried blood spot | Units | [6 empty] | 0 | Not found
850 | No | Amino Acid | 53261-4 | OBX | 53395-0 | OBX | 2 | 53395-0 |  |  | Value Type | Value Type | [6 empty] | NM | Not found
851 | No | Amino Acid | 53261-4 | OBX | 53395-0 | OBX | 4 | 53395-0 |  |  | Asparagine+Ornithine/Seri ne [Molar ratio] in Dried blood spot | Observation Sub-ID | [6 empty] | 0 | Not found
852 | No | Amino Acid | 53261-4 | OBX | 53395-0 | OBX | 11 | 53395-0 |  |  | Observation Result Status | Observation Result Status | [5 empty] | F | F | Not found
853 | No | Amino Acid | 53261-4 | OBX | 53395-0 | OBX | 19 | 53395-0 |  |  | Asparagine+Ornithine/Seri ne [Molar ratio] in Dried blood spot | Date/Time of the Analysis | [6 empty] | 0 | Not found
854 | No | Amino Acid | 53261-4 | OBX | 53395-0 | OBX | 29 | 53395-0 |  |  | Observation Type | Observation Type | [6 empty] | 0 | Not found
855 | No | Amino Acid |  | OBX | [7 empty] | Asparagine+Ornithine/Phe nylalanine [Molar ratio] in Dried blood spot
856 | No | Amino Acid | 53261-4 | OBX | 53396-8 | OBX | 3 | 53396-8 |  |  | Asparagine+Ornithine/Phe nylalanine [Molar ratio] in Dried blood spot | Observation Identifier | Numeric | [0..1] | O |  |  |  | 53396-8^Asparagine+Ornithine/Phe nylalanine [Molar ratio] in Dried blood spot^LN | Not found
857 | No | Amino Acid | 53261-4 | OBX | 53396-8 | OBX | 5 | 53396-8 |  |  | Asparagine+Ornithine/Phe nylalanine [Molar ratio] in Dried blood spot | Observation Value | [6 empty] | 0 | Not found
858 | No | Amino Acid | 53261-4 | OBX | 53396-8 | OBX | 6 | 53396-8 |  |  | Asparagine+Ornithine/Phe nylalanine [Molar ratio] in Dried blood spot | Units | [6 empty] | 0 | Not found
859 | No | Amino Acid | 53261-4 | OBX | 53396-8 | OBX | 2 | 53396-8 |  |  | Value Type | Value Type | [6 empty] | NM | Not found
860 | No | Amino Acid | 53261-4 | OBX | 53396-8 | OBX | 4 | 53396-8 |  |  | Asparagine+Ornithine/Phe nylalanine [Molar ratio] in Dried blood spot | Observation Sub-ID | [6 empty] | 0 | Not found
861 | No | Amino Acid | 53261-4 | OBX | 53396-8 | OBX | 11 | 53396-8 |  |  | Observation Result Status | Observation Result Status | [5 empty] | F | F | Not found
862 | No | Amino Acid | 53261-4 | OBX | 53396-8 | OBX | 19 | 53396-8 |  |  | Asparagine+Ornithine/Phe nylalanine [Molar ratio] in Dried blood spot | Date/Time of the Analysis | [6 empty] | 0 | Not found
863 | No | Amino Acid | 53261-4 | OBX | 53396-8 | OBX | 29 | 53396-8 |  |  | Observation Type | Observation Type | [6 empty] | 0 | Not found
864 | No | Amino Acid |  | OBX | [7 empty] | Aspartate [Moles/volume] in Dried blood spot
865 | No | Amino Acid | 53261-4 | OBX | 47573-1 | OBX | 3 | 47573-1 |  |  | Aspartate [Moles/volume] in Dried blood spot | Observation Identifier | Numeric | [0..1] | O |  |  |  | 47573-1^Aspartate [Moles/volume] in Dried blood spot^LN | Not found
866 | No | Amino Acid | 53261-4 | OBX | 47573-1 | OBX | 5 | 47573-1 |  |  | Aspartate [Moles/volume] in Dried blood spot | Observation Value | [6 empty] | 0 | Not found
867 | No | Amino Acid | 53261-4 | OBX | 47573-1 | OBX | 6 | 47573-1 |  |  | Aspartate [Moles/volume] in Dried blood spot | Units | [6 empty] | 0 | Not found
868 | No | Amino Acid | 53261-4 | OBX | 47573-1 | OBX | 2 | 47573-1 |  |  | Value Type | Value Type | [6 empty] | NM | Not found
869 | No | Amino Acid | 53261-4 | OBX | 47573-1 | OBX | 4 | 47573-1 |  |  | Aspartate [Moles/volume] in Dried blood spot | Observation Sub-ID | [6 empty] | 0 | Not found
870 | No | Amino Acid | 53261-4 | OBX | 47573-1 | OBX | 11 | 47573-1 |  |  | Observation Result Status | Observation Result Status | [5 empty] | F | F | Not found
871 | No | Amino Acid | 53261-4 | OBX | 47573-1 | OBX | 19 | 47573-1 |  |  | Aspartate [Moles/volume] in Dried blood spot | Date/Time of the Analysis | [6 empty] | 0 | Not found
872 | No | Amino Acid | 53261-4 | OBX | 47573-1 | OBX | 29 | 47573-1 |  |  | Observation Type | Observation Type | [6 empty] | 0 | Not found
873 |  | Amino Acid |  | OBX | [7 empty] | Citrulline [Moles/volume] in Dried blood spot
874 |  | Amino Acid | 53261-4 | OBX | 42892-0 | OBX | 3 | 42892-0 |  |  | Citrulline [Moles/volume] in Dried blood spot | Observation Identifier | Numeric | [0..1] | O |  |  |  | 42892-0^Citrulline [Moles/volume] in Dried blood spot^LN | 42892-0^Citrulline [Moles/volume] in Dried blood spot^LN | Match
875 |  | Amino Acid | 53261-4 | OBX | 42892-0 | OBX | 5 | 42892-0 |  |  | Citrulline [Moles/volume] in Dried blood spot | Observation Value | [5 empty] | 32 | 32 | 32 | Match
876 |  | Amino Acid | 53261-4 | OBX | 42892-0 | OBX | 6 | 42892-0 |  |  | Citrulline [Moles/volume] in Dried blood spot | Units | [5 empty] | umol/L^micromole per liter^UCUM | umol/L^micromole per liter^UCUM | umol/L^micromole per liter^UCUM | Match
877 |  | Amino Acid | 53261-4 | OBX | 42892-0 | OBX | 2 | 42892-0 |  |  | Value Type | Value Type | [6 empty] | NM | NM | Match
878 |  | Amino Acid | 53261-4 | OBX | 42892-0 | OBX | 4 | 42892-0 |  |  | Citrulline [Moles/volume] in Dried blood spot | Observation Sub-ID | [6 empty] | 0 | 0 | Match
879 |  | Amino Acid | 53261-4 | OBX | 42892-0 | OBX | 11 | 42892-0 |  |  | Observation Result Status | Observation Result Status | [5 empty] | F | F | F | Match
880 |  | Amino Acid | 53261-4 | OBX | 42892-0 | OBX | 19 | 42892-0 |  |  | Citrulline [Moles/volume] in Dried blood spot | Date/Time of the Analysis | [5 empty] | 201702281252-0500 | 201702281252-0500 | 201702291252-0500
881 |  | Amino Acid | 53261-4 | OBX | 42892-0 | OBX | 29 | 42892-0 |  |  | Observation Type | Observation Type | [5 empty] | RSLT | RSLT | RSLT | Match
882 | No | Amino Acid |  | OBX | [7 empty] | Citrulline/Arginine [Molar ratio] in Dried blood spot
883 | No | Amino Acid | 53261-4 | OBX | 54092-2 | OBX | 3 | 54092-2 |  |  | Citrulline/Arginine [Molar ratio] in Dried blood spot | Observation Identifier | Numeric | [0..1] | O |  |  |  | 54092-2^Citrulline/Arginine [Molar ratio] in Dried blood spot^LN | Not found
884 | No | Amino Acid | 53261-4 | OBX | 54092-2 | OBX | 5 | 54092-2 |  |  | Citrulline/Arginine [Molar ratio] in Dried blood spot | Observation Value | [6 empty] | 0 | Not found
885 | No | Amino Acid | 53261-4 | OBX | 54092-2 | OBX | 6 | 54092-2 |  |  | Citrulline/Arginine [Molar ratio] in Dried blood spot | Units | [6 empty] | 0 | Not found
886 | No | Amino Acid | 53261-4 | OBX | 54092-2 | OBX | 2 | 54092-2 |  |  | Value Type | Value Type | [6 empty] | NM | Not found
887 | No | Amino Acid | 53261-4 | OBX | 54092-2 | OBX | 4 | 54092-2 |  |  | Citrulline/Arginine [Molar ratio] in Dried blood spot | Observation Sub-ID | [6 empty] | 0 | Not found
888 | No | Amino Acid | 53261-4 | OBX | 54092-2 | OBX | 11 | 54092-2 |  |  | Observation Result Status | Observation Result Status | [5 empty] | F | F | Not found
889 | No | Amino Acid | 53261-4 | OBX | 54092-2 | OBX | 19 | 54092-2 |  |  | Citrulline/Arginine [Molar ratio] in Dried blood spot | Date/Time of the Analysis | [6 empty] | 0 | Not found
890 | No | Amino Acid | 53261-4 | OBX | 54092-2 | OBX | 29 | 54092-2 |  |  | Observation Type | Observation Type | [6 empty] | 0 | Not found
891 | No | Amino Acid |  | OBX | [7 empty] | Citrulline/Phenylalanine [Molar ratio] in Dried blood spot
892 | No | Amino Acid | 53261-4 | OBX | 53157-4 | OBX | 3 | 53157-4 |  |  | Citrulline/Phenylalanine [Molar ratio] in Dried blood spot | Observation Identifier | Numeric | [0..1] | O |  |  |  | 53157-4^Citrulline/Phenylalanine [Molar ratio] in Dried blood spot^LN | Not found
893 | No | Amino Acid | 53261-4 | OBX | 53157-4 | OBX | 5 | 53157-4 |  |  | Citrulline/Phenylalanine [Molar ratio] in Dried blood spot | Observation Value | [6 empty] | 0 | Not found
894 | No | Amino Acid | 53261-4 | OBX | 53157-4 | OBX | 6 | 53157-4 |  |  | Citrulline/Phenylalanine [Molar ratio] in Dried blood spot | Units | [6 empty] | 0 | Not found
895 | No | Amino Acid | 53261-4 | OBX | 53157-4 | OBX | 2 | 53157-4 |  |  | Value Type | Value Type | [6 empty] | NM | Not found
896 | No | Amino Acid | 53261-4 | OBX | 53157-4 | OBX | 4 | 53157-4 |  |  | Citrulline/Phenylalanine [Molar ratio] in Dried blood spot | Observation Sub-ID | [6 empty] | 0 | Not found
897 | No | Amino Acid | 53261-4 | OBX | 53157-4 | OBX | 11 | 53157-4 |  |  | Observation Result Status | Observation Result Status | [5 empty] | F | F | Not found
898 | No | Amino Acid | 53261-4 | OBX | 53157-4 | OBX | 19 | 53157-4 |  |  | Citrulline/Phenylalanine [Molar ratio] in Dried blood spot | Date/Time of the Analysis | [6 empty] | 0 | Not found
899 | No | Amino Acid | 53261-4 | OBX | 53157-4 | OBX | 29 | 53157-4 |  |  | Observation Type | Observation Type | [6 empty] | 0 | Not found
900 | No | Amino Acid |  | OBX | [7 empty] | Citrulline/Tyrosine [Molar ratio] in Dried blood spot
901 | No | Amino Acid | 53261-4 | OBX | 53399-2 | OBX | 3 | 53399-2 |  |  | Citrulline/Tyrosine [Molar ratio] in Dried blood spot | Observation Identifier | Numeric | [0..1] | O |  |  |  | 53399-2^Citrulline/Tyrosine [Molar ratio] in Dried blood spot^LN | Not found
902 | No | Amino Acid | 53261-4 | OBX | 53399-2 | OBX | 5 | 53399-2 |  |  | Citrulline/Tyrosine [Molar ratio] in Dried blood spot | Observation Value | [6 empty] | 0 | Not found
903 | No | Amino Acid | 53261-4 | OBX | 53399-2 | OBX | 6 | 53399-2 |  |  | Citrulline/Tyrosine [Molar ratio] in Dried blood spot | Units | [6 empty] | 0 | Not found
904 | No | Amino Acid | 53261-4 | OBX | 53399-2 | OBX | 2 | 53399-2 |  |  | Value Type | Value Type | [6 empty] | NM | Not found
905 | No | Amino Acid | 53261-4 | OBX | 53399-2 | OBX | 4 | 53399-2 |  |  | Citrulline/Tyrosine [Molar ratio] in Dried blood spot | Observation Sub-ID | [6 empty] | 0 | Not found
906 | No | Amino Acid | 53261-4 | OBX | 53399-2 | OBX | 11 | 53399-2 |  |  | Observation Result Status | Observation Result Status | [5 empty] | F | F | Not found
907 | No | Amino Acid | 53261-4 | OBX | 53399-2 | OBX | 19 | 53399-2 |  |  | Citrulline/Tyrosine [Molar ratio] in Dried blood spot | Date/Time of the Analysis | [6 empty] | 0 | Not found
908 | No | Amino Acid | 53261-4 | OBX | 53399-2 | OBX | 29 | 53399-2 |  |  | Observation Type | Observation Type | [6 empty] | 0 | Not found
909 | No | Amino Acid |  | OBX | [7 empty] | Glutamate [Moles/volume] in Dried blood spot
910 | No | Amino Acid | 53261-4 | OBX | 47623-4 | OBX | 3 | 47623-4 |  |  | Glutamate [Moles/volume] in Dried blood spot | Observation Identifier | Numeric | [0..1] | O |  |  |  | 47623-4^Glutamate [Moles/volume] in Dried blood spot^LN | Not found
911 | No | Amino Acid | 53261-4 | OBX | 47623-4 | OBX | 5 | 47623-4 |  |  | Glutamate [Moles/volume] in Dried blood spot | Observation Value | [6 empty] | 0 | Not found
912 | No | Amino Acid | 53261-4 | OBX | 47623-4 | OBX | 6 | 47623-4 |  |  | Glutamate [Moles/volume] in Dried blood spot | Units | [6 empty] | 0 | Not found
913 | No | Amino Acid | 53261-4 | OBX | 47623-4 | OBX | 2 | 47623-4 |  |  | Value Type | Value Type | [6 empty] | NM | Not found
914 | No | Amino Acid | 53261-4 | OBX | 47623-4 | OBX | 4 | 47623-4 |  |  | Glutamate [Moles/volume] in Dried blood spot | Observation Sub-ID | [6 empty] | 0 | Not found
915 | No | Amino Acid | 53261-4 | OBX | 47623-4 | OBX | 11 | 47623-4 |  |  | Observation Result Status | Observation Result Status | [5 empty] | F | F | Not found
916 | No | Amino Acid | 53261-4 | OBX | 47623-4 | OBX | 19 | 47623-4 |  |  | Glutamate [Moles/volume] in Dried blood spot | Date/Time of the Analysis | [6 empty] | 0 | Not found
917 | No | Amino Acid | 53261-4 | OBX | 47623-4 | OBX | 29 | 47623-4 |  |  | Observation Type | Observation Type | [6 empty] | 0 | Not found
918 | No | Amino Acid |  | OBX | [7 empty] | Glycine [Moles/volume] in Dried blood spot
919 | No | Amino Acid | 53261-4 | OBX | 47633-3 | OBX | 3 | 47633-3 |  |  | Glycine [Moles/volume] in Dried blood spot | Observation Identifier | Numeric | [0..1] | O |  |  |  | 47633-3^Glycine [Moles/volume] in Dried blood spot^LN | Not found
920 | No | Amino Acid | 53261-4 | OBX | 47633-3 | OBX | 5 | 47633-3 |  |  | Glycine [Moles/volume] in Dried blood spot | Observation Value | [6 empty] | 0 | Not found
921 | No | Amino Acid | 53261-4 | OBX | 47633-3 | OBX | 6 | 47633-3 |  |  | Glycine [Moles/volume] in Dried blood spot | Units | [6 empty] | 0 | Not found
922 | No | Amino Acid | 53261-4 | OBX | 47633-3 | OBX | 2 | 47633-3 |  |  | Value Type | Value Type | [6 empty] | NM | Not found
923 | No | Amino Acid | 53261-4 | OBX | 47633-3 | OBX | 4 | 47633-3 |  |  | Glycine [Moles/volume] in Dried blood spot | Observation Sub-ID | [6 empty] | 0 | Not found
924 | No | Amino Acid | 53261-4 | OBX | 47633-3 | OBX | 11 | 47633-3 |  |  | Observation Result Status | Observation Result Status | [5 empty] | F | F | Not found
925 | No | Amino Acid | 53261-4 | OBX | 47633-3 | OBX | 19 | 47633-3 |  |  | Glycine [Moles/volume] in Dried blood spot | Date/Time of the Analysis | [6 empty] | 0 | Not found
926 | No | Amino Acid | 53261-4 | OBX | 47633-3 | OBX | 29 | 47633-3 |  |  | Observation Type | Observation Type | [6 empty] | 0 | Not found
927 | No | Amino Acid |  | OBX | [7 empty] | Histidine [Moles/volume] in Dried blood spot
928 | No | Amino Acid | 53261-4 | OBX | 47643-2 | OBX | 3 | 47643-2 |  |  | Histidine [Moles/volume] in Dried blood spot | Observation Identifier | Numeric | [0..1] | O |  |  |  | 47643-2^Histidine [Moles/volume] in Dried blood spot^LN | Not found
929 | No | Amino Acid | 53261-4 | OBX | 47643-2 | OBX | 5 | 47643-2 |  |  | Histidine [Moles/volume] in Dried blood spot | Observation Value | [6 empty] | 0 | Not found
930 | No | Amino Acid | 53261-4 | OBX | 47643-2 | OBX | 6 | 47643-2 |  |  | Histidine [Moles/volume] in Dried blood spot | Units | [6 empty] | 0 | Not found
931 | No | Amino Acid | 53261-4 | OBX | 47643-2 | OBX | 2 | 47643-2 |  |  | Value Type | Value Type | [6 empty] | NM | Not found
932 | No | Amino Acid | 53261-4 | OBX | 47643-2 | OBX | 4 | 47643-2 |  |  | Histidine [Moles/volume] in Dried blood spot | Observation Sub-ID | [6 empty] | 0 | Not found
933 | No | Amino Acid | 53261-4 | OBX | 47643-2 | OBX | 11 | 47643-2 |  |  | Observation Result Status | Observation Result Status | [5 empty] | F | F | Not found
934 | No | Amino Acid | 53261-4 | OBX | 47643-2 | OBX | 19 | 47643-2 |  |  | Histidine [Moles/volume] in Dried blood spot | Date/Time of the Analysis | [6 empty] | 0 | Not found
935 | No | Amino Acid | 53261-4 | OBX | 47643-2 | OBX | 29 | 47643-2 |  |  | Observation Type | Observation Type | [6 empty] | 0 | Not found
936 | No | Amino Acid |  | OBX | [7 empty] | Homocitrulline [Moles/volume] in Dried blood spot
937 | No | Amino Acid | 53261-4 | OBX | 53158-2 | OBX | 3 | 53158-2 |  |  | Homocitrulline [Moles/volume] in Dried blood spot | Observation Identifier | Numeric | [0..1] | O |  |  |  | 53158-2^Homocitrulline [Moles/volume] in Dried blood spot^LN | Not found
938 | No | Amino Acid | 53261-4 | OBX | 53158-2 | OBX | 5 | 53158-2 |  |  | Homocitrulline [Moles/volume] in Dried blood spot | Observation Value | [6 empty] | 0 | Not found
939 | No | Amino Acid | 53261-4 | OBX | 53158-2 | OBX | 6 | 53158-2 |  |  | Homocitrulline [Moles/volume] in Dried blood spot | Units | [6 empty] | 0 | Not found
940 | No | Amino Acid | 53261-4 | OBX | 53158-2 | OBX | 2 | 53158-2 |  |  | Value Type | Value Type | [6 empty] | NM | Not found
941 | No | Amino Acid | 53261-4 | OBX | 53158-2 | OBX | 4 | 53158-2 |  |  | Homocitrulline [Moles/volume] in Dried blood spot | Observation Sub-ID | [6 empty] | 0 | Not found
942 | No | Amino Acid | 53261-4 | OBX | 53158-2 | OBX | 11 | 53158-2 |  |  | Observation Result Status | Observation Result Status | [5 empty] | F | F | Not found
943 | No | Amino Acid | 53261-4 | OBX | 53158-2 | OBX | 19 | 53158-2 |  |  | Homocitrulline [Moles/volume] in Dried blood spot | Date/Time of the Analysis | [6 empty] | 0 | Not found
944 | No | Amino Acid | 53261-4 | OBX | 53158-2 | OBX | 29 | 53158-2 |  |  | Observation Type | Observation Type | [6 empty] | 0 | Not found
945 | No | Amino Acid |  | OBX | [7 empty] | Lysine [Moles/volume] in Dried blood spot
946 | No | Amino Acid | 53261-4 | OBX | 47689-5 | OBX | 3 | 47689-5 |  |  | Lysine [Moles/volume] in Dried blood spot | Observation Identifier | Numeric | [0..1] | O |  |  |  | 47689-5^Lysine [Moles/volume] in Dried blood spot^LN | Not found
947 | No | Amino Acid | 53261-4 | OBX | 47689-5 | OBX | 5 | 47689-5 |  |  | Lysine [Moles/volume] in Dried blood spot | Observation Value | [6 empty] | 0 | Not found
948 | No | Amino Acid | 53261-4 | OBX | 47689-5 | OBX | 6 | 47689-5 |  |  | Lysine [Moles/volume] in Dried blood spot | Units | [6 empty] | 0 | Not found
949 | No | Amino Acid | 53261-4 | OBX | 47689-5 | OBX | 2 | 47689-5 |  |  | Value Type | Value Type | [6 empty] | NM | Not found
950 | No | Amino Acid | 53261-4 | OBX | 47689-5 | OBX | 4 | 47689-5 |  |  | Lysine [Moles/volume] in Dried blood spot | Observation Sub-ID | [6 empty] | 0 | Not found
951 | No | Amino Acid | 53261-4 | OBX | 47689-5 | OBX | 11 | 47689-5 |  |  | Observation Result Status | Observation Result Status | [5 empty] | F | F | Not found
952 | No | Amino Acid | 53261-4 | OBX | 47689-5 | OBX | 19 | 47689-5 |  |  | Lysine [Moles/volume] in Dried blood spot | Date/Time of the Analysis | [6 empty] | 0 | Not found
953 | No | Amino Acid | 53261-4 | OBX | 47689-5 | OBX | 29 | 47689-5 |  |  | Observation Type | Observation Type | [6 empty] | 0 | Not found
954 |  | Amino Acid |  | OBX | [7 empty] | Methionine [Moles/volume] in Dried blood spot
955 |  | Amino Acid | 53261-4 | OBX | 47700-0 | OBX | 3 | 47700-0 |  |  | Methionine [Moles/volume] in Dried blood spot | Observation Identifier | Numeric | [0..1] | O |  |  |  | 47700-0^Methionine [Moles/volume] in Dried blood spot^LN | 47700-0^Methionine [Moles/volume] in Dried blood spot^LN | Match
956 |  | Amino Acid | 53261-4 | OBX | 47700-0 | OBX | 5 | 47700-0 |  |  | Methionine [Moles/volume] in Dried blood spot | Observation Value | [5 empty] | 410.25 | 410.25 | 410.25 | Match
957 |  | Amino Acid | 53261-4 | OBX | 47700-0 | OBX | 6 | 47700-0 |  |  | Methionine [Moles/volume] in Dried blood spot | Units | [5 empty] | umol/L^micromole per liter^UCUM | umol/L^micromole per liter^UCUM | umol/L^micromole per liter^UCUM | Match
958 |  | Amino Acid | 53261-4 | OBX | 47700-0 | OBX | 2 | 47700-0 |  |  | Value Type | Value Type | [6 empty] | NM | NM | Match
959 |  | Amino Acid | 53261-4 | OBX | 47700-0 | OBX | 4 | 47700-0 |  |  | Methionine [Moles/volume] in Dried blood spot | Observation Sub-ID | [6 empty] | 0 | 0 | Match
960 |  | Amino Acid | 53261-4 | OBX | 47700-0 | OBX | 11 | 47700-0 |  |  | Observation Result Status | Observation Result Status | [5 empty] | F | F | F | Match
961 |  | Amino Acid | 53261-4 | OBX | 47700-0 | OBX | 19 | 47700-0 |  |  | Methionine [Moles/volume] in Dried blood spot | Date/Time of the Analysis | [5 empty] | 201702281252-0500 | 201702281252-0500 | 201702291252-0500
962 |  | Amino Acid | 53261-4 | OBX | 47700-0 | OBX | 29 | 47700-0 |  |  | Observation Type | Observation Type | [5 empty] | RSLT | RSLT | RSLT | Match
963 | No | Amino Acid |  | OBX | [7 empty] | Methionine/Alloisoleucine+I soleucine+Leucine+ Hydroxyproline [Molar ratio] in Dried blood spot
964 | No | Amino Acid | 53261-4 | OBX | 53397-6 | OBX | 3 | 53397-6 |  |  | Methionine/Alloisoleucine+I soleucine+Leucine+ Hydroxyproline [Molar ratio] in Dried blood spot | Observation Identifier | Numeric | [0..1] | O |  |  |  | 53397-6^Methionine/Alloisoleucine+I soleucine+Leucine+ Hydroxyproline [Molar ratio] in Dried blood spot^LN | Not found
965 | No | Amino Acid | 53261-4 | OBX | 53397-6 | OBX | 5 | 53397-6 |  |  | Methionine/Alloisoleucine+I soleucine+Leucine+ Hydroxyproline [Molar ratio] in Dried blood spot | Observation Value | [6 empty] | 0 | Not found
966 | No | Amino Acid | 53261-4 | OBX | 53397-6 | OBX | 6 | 53397-6 |  |  | Methionine/Alloisoleucine+I soleucine+Leucine+ Hydroxyproline [Molar ratio] in Dried blood spot | Units | [6 empty] | 0 | Not found
967 | No | Amino Acid | 53261-4 | OBX | 53397-6 | OBX | 2 | 53397-6 |  |  | Value Type | Value Type | [6 empty] | NM | Not found
968 | No | Amino Acid | 53261-4 | OBX | 53397-6 | OBX | 4 | 53397-6 |  |  | Methionine/Alloisoleucine+I soleucine+Leucine+ Hydroxyproline [Molar ratio] in Dried blood spot | Observation Sub-ID | [6 empty] | 0 | Not found
969 | No | Amino Acid | 53261-4 | OBX | 53397-6 | OBX | 11 | 53397-6 |  |  | Observation Result Status | Observation Result Status | [5 empty] | F | F | Not found
970 | No | Amino Acid | 53261-4 | OBX | 53397-6 | OBX | 19 | 53397-6 |  |  | Methionine/Alloisoleucine+I soleucine+Leucine+ Hydroxyproline [Molar ratio] in Dried blood spot | Date/Time of the Analysis | [6 empty] | 0 | Not found
971 | No | Amino Acid | 53261-4 | OBX | 53397-6 | OBX | 29 | 53397-6 |  |  | Observation Type | Observation Type | [6 empty] | 0 | Not found
972 | No | Amino Acid |  | OBX | [7 empty] | Methionine/Phenylalanine [Molar ratio] in Dried blood spot
973 | No | Amino Acid | 53261-4 | OBX | 53156-6 | OBX | 3 | 53156-6 |  |  | Methionine/Phenylalanine [Molar ratio] in Dried blood spot | Observation Identifier | Numeric | [0..1] | O |  |  |  | 53156-6^Methionine/Phenylalanine [Molar ratio] in Dried blood spot^LN | Not found
974 | No | Amino Acid | 53261-4 | OBX | 53156-6 | OBX | 5 | 53156-6 |  |  | Methionine/Phenylalanine [Molar ratio] in Dried blood spot | Observation Value | [6 empty] | 0 | Not found
975 | No | Amino Acid | 53261-4 | OBX | 53156-6 | OBX | 6 | 53156-6 |  |  | Methionine/Phenylalanine [Molar ratio] in Dried blood spot | Units | [6 empty] | 0 | Not found
976 | No | Amino Acid | 53261-4 | OBX | 53156-6 | OBX | 2 | 53156-6 |  |  | Value Type | Value Type | [6 empty] | NM | Not found
977 | No | Amino Acid | 53261-4 | OBX | 53156-6 | OBX | 4 | 53156-6 |  |  | Methionine/Phenylalanine [Molar ratio] in Dried blood spot | Observation Sub-ID | [6 empty] | 0 | Not found
978 | No | Amino Acid | 53261-4 | OBX | 53156-6 | OBX | 11 | 53156-6 |  |  | Observation Result Status | Observation Result Status | [5 empty] | F | F | Not found
979 | No | Amino Acid | 53261-4 | OBX | 53156-6 | OBX | 19 | 53156-6 |  |  | Methionine/Phenylalanine [Molar ratio] in Dried blood spot | Date/Time of the Analysis | [6 empty] | 0 | Not found
980 | No | Amino Acid | 53261-4 | OBX | 53156-6 | OBX | 29 | 53156-6 |  |  | Observation Type | Observation Type | [6 empty] | 0 | Not found
981 | No | Amino Acid |  | OBX | [7 empty] | Ornithine/Citrulline [Molar ratio] in Dried blood spot
982 | No | Amino Acid | 53261-4 | OBX | 75215-4 | OBX | 3 | 75215-4 |  |  | Ornithine/Citrulline [Molar ratio] in Dried blood spot | Observation Identifier | Numeric | [0..1] | O |  |  |  | 75215-4^Ornithine/Citrulline [Molar ratio] in Dried blood spot^LN | Not found
983 | No | Amino Acid | 53261-4 | OBX | 75215-4 | OBX | 5 | 75215-4 |  |  | Ornithine/Citrulline [Molar ratio] in Dried blood spot | Observation Value | [6 empty] | 0 | Not found
984 | No | Amino Acid | 53261-4 | OBX | 75215-4 | OBX | 6 | 75215-4 |  |  | Ornithine/Citrulline [Molar ratio] in Dried blood spot | Units | [6 empty] | 0 | Not found
985 | No | Amino Acid | 53261-4 | OBX | 75215-4 | OBX | 2 | 75215-4 |  |  | Value Type | Value Type | [6 empty] | NM | Not found
986 | No | Amino Acid | 53261-4 | OBX | 75215-4 | OBX | 4 | 75215-4 |  |  | Ornithine/Citrulline [Molar ratio] in Dried blood spot | Observation Sub-ID | [6 empty] | 0 | Not found
987 | No | Amino Acid | 53261-4 | OBX | 75215-4 | OBX | 11 | 75215-4 |  |  | Observation Result Status | Observation Result Status | [5 empty] | F | F | Not found
988 | No | Amino Acid | 53261-4 | OBX | 75215-4 | OBX | 19 | 75215-4 |  |  | Ornithine/Citrulline [Molar ratio] in Dried blood spot | Date/Time of the Analysis | [6 empty] | 0 | Not found
989 | No | Amino Acid | 53261-4 | OBX | 75215-4 | OBX | 29 | 75215-4 |  |  | Observation Type | Observation Type | [6 empty] | 0 | Not found
990 |  | Amino Acid |  | OBX | [7 empty] | Phenylalanine [Moles/volume] in Dried blood spot
991 |  | Amino Acid | 53261-4 | OBX | 29573-3 | OBX | 3 | 29573-3 |  |  | Phenylalanine [Moles/volume] in Dried blood spot | Observation Identifier | Numeric | [0..1] | O |  |  |  | 29573-3^Phenylalanine [Moles/volume] in Dried blood spot^LN | 29573-3^Phenylalanine [Moles/volume] in Dried blood spot^LN | Match
992 |  | Amino Acid | 53261-4 | OBX | 29573-3 | OBX | 5 | 29573-3 |  |  | Phenylalanine [Moles/volume] in Dried blood spot | Observation Value | [5 empty] | 107.81 | 107.81 | 107.81 | Match
993 |  | Amino Acid | 53261-4 | OBX | 29573-3 | OBX | 6 | 29573-3 |  |  | Phenylalanine [Moles/volume] in Dried blood spot | Units | [5 empty] | umol/L^micromole per liter^UCUM | umol/L^micromole per liter^UCUM | umol/L^micromole per liter^UCUM | Match
994 |  | Amino Acid | 53261-4 | OBX | 29573-3 | OBX | 2 | 29573-3 |  |  | Value Type | Value Type | [6 empty] | NM | NM | Match
995 |  | Amino Acid | 53261-4 | OBX | 29573-3 | OBX | 4 | 29573-3 |  |  | Phenylalanine [Moles/volume] in Dried blood spot | Observation Sub-ID | [6 empty] | 0 | 0 | Match
996 |  | Amino Acid | 53261-4 | OBX | 29573-3 | OBX | 11 | 29573-3 |  |  | Observation Result Status | Observation Result Status | [5 empty] | F | F | F | Match
997 |  | Amino Acid | 53261-4 | OBX | 29573-3 | OBX | 19 | 29573-3 |  |  | Phenylalanine [Moles/volume] in Dried blood spot | Date/Time of the Analysis | [5 empty] | 201702281252-0500 | 201702281252-0500 | 201702291252-0500
998 |  | Amino Acid | 53261-4 | OBX | 29573-3 | OBX | 29 | 29573-3 |  |  | Observation Type | Observation Type | [5 empty] | RSLT | RSLT | RSLT | Match
999 |  | Amino Acid |  | OBX | [7 empty] | Phenylalanine/Tyrosine [Molar ratio] in Dried blood spot
1000 |  | Amino Acid | 53261-4 | OBX | 35572-7 | OBX | 3 | 35572-7 |  |  | Phenylalanine/Tyrosine [Molar ratio] in Dried blood spot | Observation Identifier | Numeric | [0..1] | O |  |  |  | 35572-7^Phenylalanine/Tyrosine [Molar ratio] in Dried blood spot^LN | 35572-7^Phenylalanine/Tyrosine [Molar ratio] in Dried blood spot^LN | Match
1001 |  | Amino Acid | 53261-4 | OBX | 35572-7 | OBX | 5 | 35572-7 |  |  | Phenylalanine/Tyrosine [Molar ratio] in Dried blood spot | Observation Value | [5 empty] | 0.2 | 0.2 | 0.2 | Match
1002 |  | Amino Acid | 53261-4 | OBX | 35572-7 | OBX | 6 | 35572-7 |  |  | Phenylalanine/Tyrosine [Molar ratio] in Dried blood spot | Units | [5 empty] | {ratio}^ratio^UCUM | {ratio}^ratio^UCUM | {ratio}^ratio^UCUM | Match
1003 |  | Amino Acid | 53261-4 | OBX | 35572-7 | OBX | 2 | 35572-7 |  |  | Value Type | Value Type | [6 empty] | NM | NM | Match
1004 |  | Amino Acid | 53261-4 | OBX | 35572-7 | OBX | 4 | 35572-7 |  |  | Phenylalanine/Tyrosine [Molar ratio] in Dried blood spot | Observation Sub-ID | [6 empty] | 0 | 0 | Match
1005 |  | Amino Acid | 53261-4 | OBX | 35572-7 | OBX | 11 | 35572-7 |  |  | Observation Result Status | Observation Result Status | [5 empty] | F | F | F | Match
1006 |  | Amino Acid | 53261-4 | OBX | 35572-7 | OBX | 19 | 35572-7 |  |  | Phenylalanine/Tyrosine [Molar ratio] in Dried blood spot | Date/Time of the Analysis | [5 empty] | 201702281252-0500 | 201702281252-0500 | 201702291252-0500
1007 |  | Amino Acid | 53261-4 | OBX | 35572-7 | OBX | 29 | 35572-7 |  |  | Observation Type | Observation Type | [5 empty] | RSLT | RSLT | RSLT | Match
1008 | No | Amino Acid |  | OBX | [7 empty] | Proline [Moles/volume] in Dried blood spot
1009 | No | Amino Acid | 53261-4 | OBX | 47732-3 | OBX | 3 | 47732-3 |  |  | Proline [Moles/volume] in Dried blood spot | Observation Identifier | Numeric | [0..1] | O |  |  |  | 47732-3^Proline [Moles/volume] in Dried blood spot^LN | Not found
1010 | No | Amino Acid | 53261-4 | OBX | 47732-3 | OBX | 5 | 47732-3 |  |  | Proline [Moles/volume] in Dried blood spot | Observation Value | [6 empty] | 0 | Not found
1011 | No | Amino Acid | 53261-4 | OBX | 47732-3 | OBX | 6 | 47732-3 |  |  | Proline [Moles/volume] in Dried blood spot | Units | [6 empty] | 0 | Not found
1012 | No | Amino Acid | 53261-4 | OBX | 47732-3 | OBX | 2 | 47732-3 |  |  | Value Type | Value Type | [6 empty] | NM | Not found
1013 | No | Amino Acid | 53261-4 | OBX | 47732-3 | OBX | 4 | 47732-3 |  |  | Proline [Moles/volume] in Dried blood spot | Observation Sub-ID | [6 empty] | 0 | Not found
1014 | No | Amino Acid | 53261-4 | OBX | 47732-3 | OBX | 11 | 47732-3 |  |  | Observation Result Status | Observation Result Status | [5 empty] | F | F | Not found
1015 | No | Amino Acid | 53261-4 | OBX | 47732-3 | OBX | 19 | 47732-3 |  |  | Proline [Moles/volume] in Dried blood spot | Date/Time of the Analysis | [6 empty] | 0 | Not found
1016 | No | Amino Acid | 53261-4 | OBX | 47732-3 | OBX | 29 | 47732-3 |  |  | Observation Type | Observation Type | [6 empty] | 0 | Not found
1017 | No | Amino Acid |  | OBX | [7 empty] | Proline/Phenylalanine [Molar ratio] in Dried blood spot
1018 | No | Amino Acid | 53261-4 | OBX | 53392-7 | OBX | 3 | 53392-7 |  |  | Proline/Phenylalanine [Molar ratio] in Dried blood spot | Observation Identifier | Numeric | [0..1] | O |  |  |  | 53392-7^Proline/Phenylalanine [Molar ratio] in Dried blood spot^LN | Not found
1019 | No | Amino Acid | 53261-4 | OBX | 53392-7 | OBX | 5 | 53392-7 |  |  | Proline/Phenylalanine [Molar ratio] in Dried blood spot | Observation Value | [6 empty] | 0 | Not found
1020 | No | Amino Acid | 53261-4 | OBX | 53392-7 | OBX | 6 | 53392-7 |  |  | Proline/Phenylalanine [Molar ratio] in Dried blood spot | Units | [6 empty] | 0 | Not found
1021 | No | Amino Acid | 53261-4 | OBX | 53392-7 | OBX | 2 | 53392-7 |  |  | Value Type | Value Type | [6 empty] | NM | Not found
1022 | No | Amino Acid | 53261-4 | OBX | 53392-7 | OBX | 4 | 53392-7 |  |  | Proline/Phenylalanine [Molar ratio] in Dried blood spot | Observation Sub-ID | [6 empty] | 0 | Not found
1023 | No | Amino Acid | 53261-4 | OBX | 53392-7 | OBX | 11 | 53392-7 |  |  | Observation Result Status | Observation Result Status | [5 empty] | F | F | Not found
1024 | No | Amino Acid | 53261-4 | OBX | 53392-7 | OBX | 19 | 53392-7 |  |  | Proline/Phenylalanine [Molar ratio] in Dried blood spot | Date/Time of the Analysis | [6 empty] | 0 | Not found
1025 | No | Amino Acid | 53261-4 | OBX | 53392-7 | OBX | 29 | 53392-7 |  |  | Observation Type | Observation Type | [6 empty] | 0 | Not found
1026 | No | Amino Acid |  | OBX | [7 empty] | Serine [Moles/volume] in Dried blood spot
1027 | No | Amino Acid | 53261-4 | OBX | 47742-2 | OBX | 3 | 47742-2 |  |  | Serine [Moles/volume] in Dried blood spot | Observation Identifier | Numeric | [0..1] | O |  |  |  | 47742-2^Serine [Moles/volume] in Dried blood spot^LN | Not found
1028 | No | Amino Acid | 53261-4 | OBX | 47742-2 | OBX | 5 | 47742-2 |  |  | Serine [Moles/volume] in Dried blood spot | Observation Value | [6 empty] | 0 | Not found
1029 | No | Amino Acid | 53261-4 | OBX | 47742-2 | OBX | 6 | 47742-2 |  |  | Serine [Moles/volume] in Dried blood spot | Units | [6 empty] | 0 | Not found
1030 | No | Amino Acid | 53261-4 | OBX | 47742-2 | OBX | 2 | 47742-2 |  |  | Value Type | Value Type | [6 empty] | NM | Not found
1031 | No | Amino Acid | 53261-4 | OBX | 47742-2 | OBX | 4 | 47742-2 |  |  | Serine [Moles/volume] in Dried blood spot | Observation Sub-ID | [6 empty] | 0 | Not found
1032 | No | Amino Acid | 53261-4 | OBX | 47742-2 | OBX | 11 | 47742-2 |  |  | Observation Result Status | Observation Result Status | [5 empty] | F | F | Not found
1033 | No | Amino Acid | 53261-4 | OBX | 47742-2 | OBX | 19 | 47742-2 |  |  | Serine [Moles/volume] in Dried blood spot | Date/Time of the Analysis | [6 empty] | 0 | Not found
1034 | No | Amino Acid | 53261-4 | OBX | 47742-2 | OBX | 29 | 47742-2 |  |  | Observation Type | Observation Type | [6 empty] | 0 | Not found
1035 |  | Amino Acid |  | OBX | [7 empty] | Succinylacetone [Moles/volume] in Dried blood spot
1036 |  | Amino Acid | 53261-4 | OBX | 53231-7 | OBX | 3 | 53231-7 |  |  | Succinylacetone [Moles/volume] in Dried blood spot | Observation Identifier | Numeric | [0..1] | O |  |  |  | 53231-7^Succinylacetone [Moles/volume] in Dried blood spot^LN | 53231-7^Succinylacetone [Moles/volume] in Dried blood spot^LN | Match
1037 |  | Amino Acid | 53261-4 | OBX | 53231-7 | OBX | 5 | 53231-7 |  |  | Succinylacetone [Moles/volume] in Dried blood spot | Observation Value | [5 empty] | 0.62 | 0.62 | 0.62 | Match
1038 |  | Amino Acid | 53261-4 | OBX | 53231-7 | OBX | 6 | 53231-7 |  |  | Succinylacetone [Moles/volume] in Dried blood spot | Units | [5 empty] | umol/L^micromole per liter^UCUM | umol/L^micromole per liter^UCUM | umol/L^micromole per liter^UCUM | Match
1039 |  | Amino Acid | 53261-4 | OBX | 53231-7 | OBX | 2 | 53231-7 |  |  | Value Type | Value Type | [6 empty] | NM | NM | Match
1040 |  | Amino Acid | 53261-4 | OBX | 53231-7 | OBX | 4 | 53231-7 |  |  | Succinylacetone [Moles/volume] in Dried blood spot | Observation Sub-ID | [6 empty] | 0 | 0 | Match
1041 |  | Amino Acid | 53261-4 | OBX | 53231-7 | OBX | 11 | 53231-7 |  |  | Observation Result Status | Observation Result Status | [5 empty] | F | F | F | Match
1042 |  | Amino Acid | 53261-4 | OBX | 53231-7 | OBX | 19 | 53231-7 |  |  | Succinylacetone [Moles/volume] in Dried blood spot | Date/Time of the Analysis | [5 empty] | 201702281252-0500 | 201702281252-0500 | 201702291252-0500
1043 |  | Amino Acid | 53261-4 | OBX | 53231-7 | OBX | 29 | 53231-7 |  |  | Observation Type | Observation Type | [5 empty] | RSLT | RSLT | RSLT | Match
1044 | No | Amino Acid |  | OBX | [7 empty] | Threonine [Moles/volume] in Dried blood spot
1045 | No | Amino Acid | 53261-4 | OBX | 47784-4 | OBX | 3 | 47784-4 |  |  | Threonine [Moles/volume] in Dried blood spot | Observation Identifier | Numeric | [0..1] | O |  |  |  | 47784-4^Threonine [Moles/volume] in Dried blood spot^LN | Not found
1046 | No | Amino Acid | 53261-4 | OBX | 47784-4 | OBX | 5 | 47784-4 |  |  | Threonine [Moles/volume] in Dried blood spot | Observation Value | [6 empty] | 0 | Not found
1047 | No | Amino Acid | 53261-4 | OBX | 47784-4 | OBX | 6 | 47784-4 |  |  | Threonine [Moles/volume] in Dried blood spot | Units | [6 empty] | 0 | Not found
1048 | No | Amino Acid | 53261-4 | OBX | 47784-4 | OBX | 2 | 47784-4 |  |  | Value Type | Value Type | [6 empty] | NM | Not found
1049 | No | Amino Acid | 53261-4 | OBX | 47784-4 | OBX | 4 | 47784-4 |  |  | Threonine [Moles/volume] in Dried blood spot | Observation Sub-ID | [6 empty] | 0 | Not found
1050 | No | Amino Acid | 53261-4 | OBX | 47784-4 | OBX | 11 | 47784-4 |  |  | Observation Result Status | Observation Result Status | [5 empty] | F | F | Not found
1051 | No | Amino Acid | 53261-4 | OBX | 47784-4 | OBX | 19 | 47784-4 |  |  | Threonine [Moles/volume] in Dried blood spot | Date/Time of the Analysis | [6 empty] | 0 | Not found
1052 | No | Amino Acid | 53261-4 | OBX | 47784-4 | OBX | 29 | 47784-4 |  |  | Observation Type | Observation Type | [6 empty] | 0 | Not found
1053 | No | Amino Acid |  | OBX | [7 empty] | Tryptophan [Moles/volume] in Dried blood spot
1054 | No | Amino Acid | 53261-4 | OBX | 53159-0 | OBX | 3 | 53159-0 |  |  | Tryptophan [Moles/volume] in Dried blood spot | Observation Identifier | Numeric | [0..1] | O |  |  |  | 53159-0^Tryptophan [Moles/volume] in Dried blood spot^LN | Not found
1055 | No | Amino Acid | 53261-4 | OBX | 53159-0 | OBX | 5 | 53159-0 |  |  | Tryptophan [Moles/volume] in Dried blood spot | Observation Value | [6 empty] | 0 | Not found
1056 | No | Amino Acid | 53261-4 | OBX | 53159-0 | OBX | 6 | 53159-0 |  |  | Tryptophan [Moles/volume] in Dried blood spot | Units | [6 empty] | 0 | Not found
1057 | No | Amino Acid | 53261-4 | OBX | 53159-0 | OBX | 2 | 53159-0 |  |  | Value Type | Value Type | [6 empty] | NM | Not found
1058 | No | Amino Acid | 53261-4 | OBX | 53159-0 | OBX | 4 | 53159-0 |  |  | Tryptophan [Moles/volume] in Dried blood spot | Observation Sub-ID | [6 empty] | 0 | Not found
1059 | No | Amino Acid | 53261-4 | OBX | 53159-0 | OBX | 11 | 53159-0 |  |  | Observation Result Status | Observation Result Status | [5 empty] | F | F | Not found
1060 | No | Amino Acid | 53261-4 | OBX | 53159-0 | OBX | 19 | 53159-0 |  |  | Tryptophan [Moles/volume] in Dried blood spot | Date/Time of the Analysis | [6 empty] | 0 | Not found
1061 | No | Amino Acid | 53261-4 | OBX | 53159-0 | OBX | 29 | 53159-0 |  |  | Observation Type | Observation Type | [6 empty] | 0 | Not found
1062 |  | Amino Acid |  | OBX | [7 empty] | Tyrosine [Moles/volume] in Dried blood spot
1063 |  | Amino Acid | 53261-4 | OBX | 35571-9 | OBX | 3 | 35571-9 |  |  | Tyrosine [Moles/volume] in Dried blood spot | Observation Identifier | Numeric | [0..1] | O |  |  |  | 35571-9^Tyrosine [Moles/volume] in Dried blood spot^LN | 35571-9^Tyrosine [Moles/volume] in Dried blood spot^LN | Match
1064 |  | Amino Acid | 53261-4 | OBX | 35571-9 | OBX | 5 | 35571-9 |  |  | Tyrosine [Moles/volume] in Dried blood spot | Observation Value | [5 empty] | 540.36 | 540.36 | 540.36 | Match
1065 |  | Amino Acid | 53261-4 | OBX | 35571-9 | OBX | 6 | 35571-9 |  |  | Tyrosine [Moles/volume] in Dried blood spot | Units | [5 empty] | umol/L^micromole per liter^UCUM | umol/L^micromole per liter^UCUM | umol/L^micromole per liter^UCUM | Match
1066 |  | Amino Acid | 53261-4 | OBX | 35571-9 | OBX | 2 | 35571-9 |  |  | Value Type | Value Type | [6 empty] | NM | NM | Match
1067 |  | Amino Acid | 53261-4 | OBX | 35571-9 | OBX | 4 | 35571-9 |  |  | Tyrosine [Moles/volume] in Dried blood spot | Observation Sub-ID | [6 empty] | 0 | 0 | Match
1068 |  | Amino Acid | 53261-4 | OBX | 35571-9 | OBX | 11 | 35571-9 |  |  | Observation Result Status | Observation Result Status | [5 empty] | F | F | F | Match
1069 |  | Amino Acid | 53261-4 | OBX | 35571-9 | OBX | 19 | 35571-9 |  |  | Tyrosine [Moles/volume] in Dried blood spot | Date/Time of the Analysis | [5 empty] | 201702281252-0500 | 201702281252-0500 | 201702291252-0500
1070 |  | Amino Acid | 53261-4 | OBX | 35571-9 | OBX | 29 | 35571-9 |  |  | Observation Type | Observation Type | [5 empty] | RSLT | RSLT | RSLT | Match
1071 | No | Amino Acid |  | OBX | [7 empty] | Valine [Moles/volume] in Dried blood spot
1072 | No | Amino Acid | 53261-4 | OBX | 47799-2 | OBX | 3 | 47799-2 |  |  | Valine [Moles/volume] in Dried blood spot | Observation Identifier | Numeric | [0..1] | O |  |  |  | 47799-2^Valine [Moles/volume] in Dried blood spot^LN | Not found
1073 | No | Amino Acid | 53261-4 | OBX | 47799-2 | OBX | 5 | 47799-2 |  |  | Valine [Moles/volume] in Dried blood spot | Observation Value | [6 empty] | 0 | Not found
1074 | No | Amino Acid | 53261-4 | OBX | 47799-2 | OBX | 6 | 47799-2 |  |  | Valine [Moles/volume] in Dried blood spot | Units | [6 empty] | 0 | Not found
1075 | No | Amino Acid | 53261-4 | OBX | 47799-2 | OBX | 2 | 47799-2 |  |  | Value Type | Value Type | [6 empty] | NM | Not found
1076 | No | Amino Acid | 53261-4 | OBX | 47799-2 | OBX | 4 | 47799-2 |  |  | Valine [Moles/volume] in Dried blood spot | Observation Sub-ID | [6 empty] | 0 | Not found
1077 | No | Amino Acid | 53261-4 | OBX | 47799-2 | OBX | 11 | 47799-2 |  |  | Observation Result Status | Observation Result Status | [5 empty] | F | F | Not found
1078 | No | Amino Acid | 53261-4 | OBX | 47799-2 | OBX | 19 | 47799-2 |  |  | Valine [Moles/volume] in Dried blood spot | Date/Time of the Analysis | [6 empty] | 0 | Not found
1079 | No | Amino Acid | 53261-4 | OBX | 47799-2 | OBX | 29 | 47799-2 |  |  | Observation Type | Observation Type | [6 empty] | 0 | Not found
1080 | No | Amino Acid |  | OBX | [7 empty] | Valine/Phenylalanine [Molar ratio] in Dried blood spot
1081 | No | Amino Acid | 53261-4 | OBX | 53151-7 | OBX | 3 | 53151-7 |  |  | Valine/Phenylalanine [Molar ratio] in Dried blood spot | Observation Identifier | Numeric | [0..1] | O |  |  |  | 53151-7^Valine/Phenylalanine [Molar ratio] in Dried blood spot^LN | Not found
1082 | No | Amino Acid | 53261-4 | OBX | 53151-7 | OBX | 5 | 53151-7 |  |  | Valine/Phenylalanine [Molar ratio] in Dried blood spot | Observation Value | [6 empty] | 0 | Not found
1083 | No | Amino Acid | 53261-4 | OBX | 53151-7 | OBX | 6 | 53151-7 |  |  | Valine/Phenylalanine [Molar ratio] in Dried blood spot | Units | [6 empty] | 0 | Not found
1084 | No | Amino Acid | 53261-4 | OBX | 53151-7 | OBX | 2 | 53151-7 |  |  | Value Type | Value Type | [6 empty] | NM | Not found
1085 | No | Amino Acid | 53261-4 | OBX | 53151-7 | OBX | 4 | 53151-7 |  |  | Valine/Phenylalanine [Molar ratio] in Dried blood spot | Observation Sub-ID | [6 empty] | 0 | Not found
1086 | No | Amino Acid | 53261-4 | OBX | 53151-7 | OBX | 11 | 53151-7 |  |  | Observation Result Status | Observation Result Status | [5 empty] | F | F | Not found
1087 | No | Amino Acid | 53261-4 | OBX | 53151-7 | OBX | 19 | 53151-7 |  |  | Valine/Phenylalanine [Molar ratio] in Dried blood spot | Date/Time of the Analysis | [6 empty] | 0 | Not found
1088 | No | Amino Acid | 53261-4 | OBX | 53151-7 | OBX | 29 | 53151-7 |  |  | Observation Type | Observation Type | [6 empty] | 0 | Not found
1089 | No | Acylcarnitine | [9 empty] | Acylcarnitine newborn screen panel
1090 | No | Acylcarnitine | 54089-8 | OBR | 58092-8 | OBR | 4 |  |  | 58092-8 | Acylcarnitine newborn screen panel | Acylcarnitine newborn screen panel | Order Only | [0..1] | C |  | Condition: MUST be included in the message, if state tests for any of these conditions. HOWEVER, if tested, but 57084-6^Fatty acid oxidation newborn screen panel^LN and 57085-3^Organic acid newborn screen panel^LN are reported, this might NOT be reported. |  | 58092-8^Acylcarnitine newborn screen panel^LN | Not found
1091 | No | Acylcarnitine |  | OBX | [7 empty] | Acylcarnitine newborn screen interpretation
1092 | No | Acylcarnitine | 58092-8 | OBX | 58088-6 | OBX | 3 | 58088-6 |  |  | Acylcarnitine newborn screen interpretation | Observation Identifier | Coded | [0..*] | C |  | Condition: Required if state tests for these conditions, and preceding OBR-4 is 58092-8^Acylcarnitine newborn screen panel^LN. Preferred Answer List (LL840-0) is available at: http://s.details.loinc.org/LOINC/46733-2.html?sections=Simple |  | 58088-6^Acylcarnitine newborn screen interpretation^LN | Not found
1093 | No | Acylcarnitine | 58092-8 | OBX | 58088-6 | OBX | 5 | 58088-6 |  |  | Acylcarnitine newborn screen interpretation | Observation Value | [7 empty] | Not found
1094 | No | Acylcarnitine | 58092-8 | OBX | 58088-6 | OBX | 2 | 58088-6 |  |  | Value Type | Value Type | [6 empty] | CWE | Not found
1095 | No | Acylcarnitine | 58092-8 | OBX | 58088-6 | OBX | 4 | 58088-6 |  |  | Acylcarnitine newborn screen interpretation | Observation Sub-ID | [6 empty] | 0 | Not found
1096 | No | Acylcarnitine | 58092-8 | OBX | 58088-6 | OBX | 11 | 58088-6 |  |  | Observation Result Status | Observation Result Status | [5 empty] | F | F | Not found
1097 | No | Acylcarnitine | 58092-8 | OBX | 58088-6 | OBX | 19 | 58088-6 |  |  | Acylcarnitine newborn screen interpretation | Date/Time of the Analysis | [6 empty] | 0 | Not found
1098 | No | Acylcarnitine | 58092-8 | OBX | 58088-6 | OBX | 29 | 58088-6 |  |  | Observation Type | Observation Type | [6 empty] | 0 | Not found
1099 | No | Acylcarnitine |  | OBX | [7 empty] | Acylcarnitine newborn screening comment- discussion
1100 | No | Acylcarnitine | 58092-8 | OBX | 58093-6 | OBX | 3 | 58093-6 |  |  | Acylcarnitine newborn screening comment- discussion | Observation Identifier | Text | [0..*] | C |  | Condition: If 58088-6^Acylcarnitine newborn screen interpretation^LN is included and the result necessitates comments. |  | 58093-6^Acylcarnitine newborn screening comment- discussion^LN | Not found
1101 | No | Acylcarnitine | 58092-8 | OBX | 58093-6 | OBX | 5 | 58093-6 | 0 |  | Acylcarnitine newborn screening comment- discussion | Observation Value | [6 empty] | 0 | Not found
1102 | No | Acylcarnitine | 58092-8 | OBX | 58093-6 | OBX | 2 | 58093-6 |  |  | Value Type | Value Type | [6 empty] | TX | Not found
1103 | No | Acylcarnitine | 58092-8 | OBX | 58093-6 | OBX | 4 | 58093-6 |  |  | Acylcarnitine newborn screening comment- discussion | Observation Sub-ID | [6 empty] | 0 | Not found
1104 | No | Acylcarnitine | 58092-8 | OBX | 58093-6 | OBX | 11 | 58093-6 |  |  | Observation Result Status | Observation Result Status | [5 empty] | F | F | Not found
1105 | No | Acylcarnitine | 58092-8 | OBX | 58093-6 | OBX | 19 | 58093-6 |  |  | Acylcarnitine newborn screening comment- discussion | Date/Time of the Analysis | [6 empty] | 0 | Not found
1106 | No | Acylcarnitine | 58092-8 | OBX | 58093-6 | OBX | 29 | 58093-6 |  |  | Observation Type | Observation Type | [6 empty] | 0 | Not found
1107 |  | Fatty Acid | [9 empty] | Fatty acid oxidation newborn screen panel
1108 |  | Fatty Acid | 54089-8 | OBR | 57084-6 | OBR | 4 |  |  | 57084-6 | Fatty acid oxidation newborn screen panel | Fatty acid oxidation newborn screen panel | Order Only | [0..1] | C |  | Condition: MUST be included in the message, if state tests for any of these conditions. HOWEVER, if tested but 58088-6^Acylcarnitine newborn screen interpretation^LN is reported, this might NOT be reported. |  | 57084-6^Fatty acid oxidation newborn screen panel^LN | 57084-6^Fatty acid oxidation newborn screen panel^LN | Match
1109 |  | Fatty Acid |  | OBX | [7 empty] | Fatty acid oxidation defects newborn screen interpretation
1110 |  | Fatty Acid | 57084-6 | OBX | 46736-5 | OBX | 3 | 46736-5 |  |  | Fatty acid oxidation defects newborn screen interpretation | Observation Identifier | Coded | [0..*] | C |  | Condition: Required if state tests for these conditions, and preceding OBR-4 is 57084-6^Fatty acid oxidation newborn screen panel^LN. Preferred Answer List (LL840-0) is available at: http://s.details.loinc.org/LOINC/46733-2.html?sections=Simple |  | 46736-5^Fatty acid oxidation defects newborn screen interpretation^LN | 46736-5^Fatty acid oxidation defects newborn screen interpretation^LN | Match
1111 |  | Fatty Acid | 57084-6 | OBX | 46736-5 | OBX | 5 | 46736-5 |  |  | Fatty acid oxidation defects newborn screen interpretation | Observation Value | [5 empty] | In range | LA18592-8^In range^LN | LA18592-8^In range^LN | Match
1112 |  | Fatty Acid | 57084-6 | OBX | 46736-5 | OBX | 2 | 46736-5 |  |  | Value Type | Value Type | [6 empty] | CWE | CWE | Match
1113 |  | Fatty Acid | 57084-6 | OBX | 46736-5 | OBX | 4 | 46736-5 |  |  | Fatty acid oxidation defects newborn screen interpretation | Observation Sub-ID | [6 empty] | 0 | 0 | Match
1114 |  | Fatty Acid | 57084-6 | OBX | 46736-5 | OBX | 11 | 46736-5 |  |  | Observation Result Status | Observation Result Status | [5 empty] | F | F | F | Match
1115 |  | Fatty Acid | 57084-6 | OBX | 46736-5 | OBX | 19 | 46736-5 |  |  | Fatty acid oxidation defects newborn screen interpretation | Date/Time of the Analysis | [5 empty] | 201702281252-0500 | 201702281252-0500 | 201702291252-0500
1116 |  | Fatty Acid | 57084-6 | OBX | 46736-5 | OBX | 29 | 46736-5 |  |  | Observation Type | Observation Type | [5 empty] | RSLT | RSLT | RSLT | Match
1117 |  | Fatty Acid |  | OBX | [7 empty] | Fatty acid oxidation conditions suspected [Identifier] in Dried blood spot
1118 |  | Fatty Acid | 57084-6 | OBX | 57792-4 | OBX | 3 | 57792-4 |  |  | Fatty acid oxidation conditions suspected [Identifier] in Dried blood spot | Observation Identifier | Coded | [0..*] | C |  | Condition: If 46736-5^Fatty acid oxidation defects newborn screen interpretation^LN is included. Preferred answers are listed at http://s.details.loinc.org/LOINC/57792- 4.html?sections=Simple including condition name abbreviation, SNOMED CT codes where available, and LOINC answer (LA) codes. |  | 57792-4^Fatty acid oxidation conditions suspected [Identifier] in Dried blood spot^LN | 57792-4^Fatty acid oxidation conditions suspected [Identifier] in Dried blood spot^LN | Match
1119 |  | Fatty Acid | 57084-6 | OBX | 57792-4 | OBX | 5 | 57792-4 |  |  | Fatty acid oxidation conditions suspected [Identifier] in Dried blood spot | Observation Value | [5 empty] | None | LA137-2^None^LN | LA137-2^None^LN | Match
1120 |  | Fatty Acid | 57084-6 | OBX | 57792-4 | OBX | 2 | 57792-4 |  |  | Value Type | Value Type | [6 empty] | CWE | CWE | Match
1121 |  | Fatty Acid | 57084-6 | OBX | 57792-4 | OBX | 4 | 57792-4 |  |  | Fatty acid oxidation conditions suspected [Identifier] in Dried blood spot | Observation Sub-ID | [6 empty] | 0 | 0 | Match
1122 |  | Fatty Acid | 57084-6 | OBX | 57792-4 | OBX | 11 | 57792-4 |  |  | Observation Result Status | Observation Result Status | [5 empty] | F | F | F | Match
1123 |  | Fatty Acid | 57084-6 | OBX | 57792-4 | OBX | 19 | 57792-4 |  |  | Fatty acid oxidation conditions suspected [Identifier] in Dried blood spot | Date/Time of the Analysis | [5 empty] | 201702281252-0500 | 201702281252-0500 | 201702291252-0500
1124 |  | Fatty Acid | 57084-6 | OBX | 57792-4 | OBX | 29 | 57792-4 |  |  | Observation Type | Observation Type | [5 empty] | RSLT | RSLT | RSLT | Match
1125 |  | Fatty Acid |  | OBX | [7 empty] | Fatty acid oxidation defects newborn screening comment-discussion
1126 |  | Fatty Acid | 57084-6 | OBX | 57709-8 | OBX | 3 | 57709-8 |  |  | Fatty acid oxidation defects newborn screening comment-discussion | Observation Identifier | Text | [0..*] | C |  | Condition: If 46736-5^Fatty acid oxidation defects newborn screen interpretation^LN is included and the result necessitates comments. |  | 57709-8^Fatty acid oxidation defects newborn screening comment-discussion^LN | 57709-8^Fatty acid oxidation defects newborn screening comment-discussion^LN | Match
1127 |  | Fatty Acid | 57084-6 | OBX | 57709-8 | OBX | 5 | 57709-8 |  |  | Fatty acid oxidation defects newborn screening comment-discussion | Observation Value | [6 empty] | 0 | Normal
1128 |  | Fatty Acid | 57084-6 | OBX | 57709-8 | OBX | 2 | 57709-8 |  |  | Value Type | Value Type | [6 empty] | TX | TX | Match
1129 |  | Fatty Acid | 57084-6 | OBX | 57709-8 | OBX | 4 | 57709-8 |  |  | Fatty acid oxidation defects newborn screening comment-discussion | Observation Sub-ID | [6 empty] | 0 | 0 | Match
1130 |  | Fatty Acid | 57084-6 | OBX | 57709-8 | OBX | 11 | 57709-8 |  |  | Observation Result Status | Observation Result Status | [5 empty] | F | F | F | Match
1131 |  | Fatty Acid | 57084-6 | OBX | 57709-8 | OBX | 19 | 57709-8 |  |  | Fatty acid oxidation defects newborn screening comment-discussion | Date/Time of the Analysis | [5 empty] | 201702281252-0500 | 201702281252-0500 | 201702291252-0500
1132 |  | Fatty Acid | 57084-6 | OBX | 57709-8 | OBX | 29 | 57709-8 |  |  | Observation Type | Observation Type | [5 empty] | RSLT | RSLT | RSLT | Match
1133 |  | Fatty Acid |  | OBX | [7 empty] | Carnitine free (C0) [Moles/volume] in Dried blood spot
1134 |  | Fatty Acid | 57084-6 | OBX | 38481-8 | OBX | 3 | 38481-8 |  |  | Carnitine free (C0) [Moles/volume] in Dried blood spot | Observation Identifier | Numeric | [0..1] | O |  |  |  | 38481-8^Carnitine free (C0) [Moles/volume] in Dried blood spot^LN | 38481-8^Carnitine free (C0) [Moles/volume] in Dried blood spot^LN | Match
1135 |  | Fatty Acid | 57084-6 | OBX | 38481-8 | OBX | 5 | 38481-8 |  |  | Carnitine free (C0) [Moles/volume] in Dried blood spot | Observation Value | [5 empty] | 58.95 | 58.95 | 58.95 | Match
1136 |  | Fatty Acid | 57084-6 | OBX | 38481-8 | OBX | 6 | 38481-8 |  |  | Carnitine free (C0) [Moles/volume] in Dried blood spot | Units | [5 empty] | umol/L^micromole per liter^UCUM | umol/L^micromole per liter^UCUM | umol/L^micromole per liter^UCUM | Match
1137 |  | Fatty Acid | 57084-6 | OBX | 38481-8 | OBX | 2 | 38481-8 |  |  | Value Type | Value Type | [6 empty] | NM | NM | Match
1138 |  | Fatty Acid | 57084-6 | OBX | 38481-8 | OBX | 4 | 38481-8 |  |  | Carnitine free (C0) [Moles/volume] in Dried blood spot | Observation Sub-ID | [6 empty] | 0 | 0 | Match
1139 |  | Fatty Acid | 57084-6 | OBX | 38481-8 | OBX | 11 | 38481-8 |  |  | Observation Result Status | Observation Result Status | [5 empty] | F | F | F | Match
1140 |  | Fatty Acid | 57084-6 | OBX | 38481-8 | OBX | 19 | 38481-8 |  |  | Carnitine free (C0) [Moles/volume] in Dried blood spot | Date/Time of the Analysis | [5 empty] | 201702281252-0500 | 201702281252-0500 | 201702291252-0500
1141 |  | Fatty Acid | 57084-6 | OBX | 38481-8 | OBX | 29 | 38481-8 |  |  | Observation Type | Observation Type | [5 empty] | RSLT | RSLT | RSLT | Match
1142 | No | Fatty Acid |  | OBX | [7 empty] | Carnitine free (C0)/Palmitoylcarnitine (C16) [Molar ratio] in Dried blood spot
1143 | No | Fatty Acid | 57084-6 | OBX | 53233-3 | OBX | 3 | 53233-3 |  |  | Carnitine free (C0)/Palmitoylcarnitine (C16) [Molar ratio] in Dried blood spot | Observation Identifier | Numeric | [0..1] | O |  |  |  | 53233-3^Carnitine free (C0)/Palmitoylcarnitine (C16) [Molar ratio] in Dried blood spot^LN | Not found
1144 | No | Fatty Acid | 57084-6 | OBX | 53233-3 | OBX | 5 | 53233-3 |  |  | Carnitine free (C0)/Palmitoylcarnitine (C16) [Molar ratio] in Dried blood spot | Observation Value | [6 empty] | 0 | Not found
1145 | No | Fatty Acid | 57084-6 | OBX | 53233-3 | OBX | 6 | 53233-3 |  |  | Carnitine free (C0)/Palmitoylcarnitine (C16) [Molar ratio] in Dried blood spot | Units | [6 empty] | 0 | Not found
1146 | No | Fatty Acid | 57084-6 | OBX | 53233-3 | OBX | 2 | 53233-3 |  |  | Value Type | Value Type | [6 empty] | NM | Not found
1147 | No | Fatty Acid | 57084-6 | OBX | 53233-3 | OBX | 4 | 53233-3 |  |  | Carnitine free (C0)/Palmitoylcarnitine (C16) [Molar ratio] in Dried blood spot | Observation Sub-ID | [6 empty] | 0 | Not found
1148 | No | Fatty Acid | 57084-6 | OBX | 53233-3 | OBX | 11 | 53233-3 |  |  | Observation Result Status | Observation Result Status | [5 empty] | F | F | Not found
1149 | No | Fatty Acid | 57084-6 | OBX | 53233-3 | OBX | 19 | 53233-3 |  |  | Carnitine free (C0)/Palmitoylcarnitine (C16) [Molar ratio] in Dried blood spot | Date/Time of the Analysis | [6 empty] | 0 | Not found
1150 | No | Fatty Acid | 57084-6 | OBX | 53233-3 | OBX | 29 | 53233-3 |  |  | Observation Type | Observation Type | [6 empty] | 0 | Not found
1151 | No | Fatty Acid |  | OBX | [7 empty] | Carnitine free (C0)/Stearoylcarnitine (C18) [Molar ratio] in Dried blood spot
1152 | No | Fatty Acid | 57084-6 | OBX | 53234-1 | OBX | 3 | 53234-1 |  |  | Carnitine free (C0)/Stearoylcarnitine (C18) [Molar ratio] in Dried blood spot | Observation Identifier | Numeric | [0..1] | O |  |  |  | 53234-1^Carnitine free (C0)/Stearoylcarnitine (C18) [Molar ratio] in Dried blood spot^LN | Not found
1153 | No | Fatty Acid | 57084-6 | OBX | 53234-1 | OBX | 5 | 53234-1 |  |  | Carnitine free (C0)/Stearoylcarnitine (C18) [Molar ratio] in Dried blood spot | Observation Value | [6 empty] | 0 | Not found
1154 | No | Fatty Acid | 57084-6 | OBX | 53234-1 | OBX | 6 | 53234-1 |  |  | Carnitine free (C0)/Stearoylcarnitine (C18) [Molar ratio] in Dried blood spot | Units | [6 empty] | 0 | Not found
1155 | No | Fatty Acid | 57084-6 | OBX | 53234-1 | OBX | 2 | 53234-1 |  |  | Value Type | Value Type | [6 empty] | NM | Not found
1156 | No | Fatty Acid | 57084-6 | OBX | 53234-1 | OBX | 4 | 53234-1 |  |  | Carnitine free (C0)/Stearoylcarnitine (C18) [Molar ratio] in Dried blood spot | Observation Sub-ID | [6 empty] | 0 | Not found
1157 | No | Fatty Acid | 57084-6 | OBX | 53234-1 | OBX | 11 | 53234-1 |  |  | Observation Result Status | Observation Result Status | [5 empty] | F | F | Not found
1158 | No | Fatty Acid | 57084-6 | OBX | 53234-1 | OBX | 19 | 53234-1 |  |  | Carnitine free (C0)/Stearoylcarnitine (C18) [Molar ratio] in Dried blood spot | Date/Time of the Analysis | [6 empty] | 0 | Not found
1159 | No | Fatty Acid | 57084-6 | OBX | 53234-1 | OBX | 29 | 53234-1 |  |  | Observation Type | Observation Type | [6 empty] | 0 | Not found
1160 | No | Fatty Acid |  | OBX | [7 empty] | Carnitine free (C0)/Palmitoylcarnitine (C16)+Stearoylcarnitine (C18) [Molar ratio] in Dried blood spot
1161 | No | Fatty Acid | 57084-6 | OBX | 53235-8 | OBX | 3 | 53235-8 |  |  | Carnitine free (C0)/Palmitoylcarnitine (C16)+Stearoylcarnitine (C18) [Molar ratio] in Dried blood spot | Observation Identifier | Numeric | [0..1] | O |  |  |  | 53235-8^Carnitine free (C0)/Palmitoylcarnitine (C16)+Stearoylcarnitine (C18) [Molar ratio] in Dried blood spot^LN | Not found
1162 | No | Fatty Acid | 57084-6 | OBX | 53235-8 | OBX | 5 | 53235-8 |  |  | Carnitine free (C0)/Palmitoylcarnitine (C16)+Stearoylcarnitine (C18) [Molar ratio] in Dried blood spot | Observation Value | [6 empty] | 0 | Not found
1163 | No | Fatty Acid | 57084-6 | OBX | 53235-8 | OBX | 6 | 53235-8 |  |  | Carnitine free (C0)/Palmitoylcarnitine (C16)+Stearoylcarnitine (C18) [Molar ratio] in Dried blood spot | Units | [6 empty] | 0 | Not found
1164 | No | Fatty Acid | 57084-6 | OBX | 53235-8 | OBX | 2 | 53235-8 |  |  | Value Type | Value Type | [6 empty] | NM | Not found
1165 | No | Fatty Acid | 57084-6 | OBX | 53235-8 | OBX | 4 | 53235-8 |  |  | Carnitine free (C0)/Palmitoylcarnitine (C16)+Stearoylcarnitine (C18) [Molar ratio] in Dried blood spot | Observation Sub-ID | [6 empty] | 0 | Not found
1166 | No | Fatty Acid | 57084-6 | OBX | 53235-8 | OBX | 11 | 53235-8 |  |  | Observation Result Status | Observation Result Status | [5 empty] | F | F | Not found
1167 | No | Fatty Acid | 57084-6 | OBX | 53235-8 | OBX | 19 | 53235-8 |  |  | Carnitine free (C0)/Palmitoylcarnitine (C16)+Stearoylcarnitine (C18) [Molar ratio] in Dried blood spot | Date/Time of the Analysis | [6 empty] | 0 | Not found
1168 | No | Fatty Acid | 57084-6 | OBX | 53235-8 | OBX | 29 | 53235-8 |  |  | Observation Type | Observation Type | [6 empty] | 0 | Not found
1169 | No | Fatty Acid |  | OBX | [7 empty] | Carnitine.free (C0)+Acetylcarnitine (C2)+Propionylcarnitine (C3)+Palmitoylcarnitine (C16)+Oleoylcarnitine (C18:1)+Stearoylcarnitine (C18)/Citrulline [Molar ratio] in Dried blood spot
1170 | No | Fatty Acid | 57084-6 | OBX | 53236-6 | OBX | 3 | 53236-6 |  |  | Carnitine.free (C0)+Acetylcarnitine (C2)+Propionylcarnitine (C3)+Palmitoylcarnitine (C16)+Oleoylcarnitine (C18:1)+Stearoylcarnitine (C18)/Citrulline [Molar ratio] in Dried blood spot | Observation Identifier | Numeric | [0..1] | O |  |  |  | 53236-6^Carnitine.free (C0)+Acetylcarnitine (C2)+Propionylcarnitine (C3)+Palmitoylcarnitine (C16)+Oleoylcarnitine (C18:1)+Stearoylcarnitine (C18)/Citrulline [Molar ratio] in Dried blood spot^LN | Not found
1171 | No | Fatty Acid | 57084-6 | OBX | 53236-6 | OBX | 5 | 53236-6 |  |  | Carnitine.free (C0)+Acetylcarnitine (C2)+Propionylcarnitine (C3)+Palmitoylcarnitine (C16)+Oleoylcarnitine (C18:1)+Stearoylcarnitine (C18)/Citrulline [Molar ratio] in Dried blood spot | Observation Value | [6 empty] | 0 | Not found
1172 | No | Fatty Acid | 57084-6 | OBX | 53236-6 | OBX | 6 | 53236-6 |  |  | Carnitine.free (C0)+Acetylcarnitine (C2)+Propionylcarnitine (C3)+Palmitoylcarnitine (C16)+Oleoylcarnitine (C18:1)+Stearoylcarnitine (C18)/Citrulline [Molar ratio] in Dried blood spot | Units | [6 empty] | 0 | Not found
1173 | No | Fatty Acid | 57084-6 | OBX | 53236-6 | OBX | 2 | 53236-6 |  |  | Value Type | Value Type | [6 empty] | NM | Not found
1174 | No | Fatty Acid | 57084-6 | OBX | 53236-6 | OBX | 4 | 53236-6 |  |  | Carnitine.free (C0)+Acetylcarnitine (C2)+Propionylcarnitine (C3)+Palmitoylcarnitine (C16)+Oleoylcarnitine (C18:1)+Stearoylcarnitine (C18)/Citrulline [Molar ratio] in Dried blood spot | Observation Sub-ID | [6 empty] | 0 | Not found
1175 | No | Fatty Acid | 57084-6 | OBX | 53236-6 | OBX | 11 | 53236-6 |  |  | Observation Result Status | Observation Result Status | [5 empty] | F | F | Not found
1176 | No | Fatty Acid | 57084-6 | OBX | 53236-6 | OBX | 19 | 53236-6 |  |  | Carnitine.free (C0)+Acetylcarnitine (C2)+Propionylcarnitine (C3)+Palmitoylcarnitine (C16)+Oleoylcarnitine (C18:1)+Stearoylcarnitine (C18)/Citrulline [Molar ratio] in Dried blood spot | Date/Time of the Analysis | [6 empty] | 0 | Not found
1177 | No | Fatty Acid | 57084-6 | OBX | 53236-6 | OBX | 29 | 53236-6 |  |  | Observation Type | Observation Type | [6 empty] | 0 | Not found
1178 | No | Fatty Acid |  | OBX | [7 empty] | Propionylcarnitine (C3)+Palmitoylcarnitine (C16) [Moles/volume] in Dried blood spot
1179 | No | Fatty Acid | 57084-6 | OBX | 75211-3 | OBX | 3 | 75211-3 |  |  | Propionylcarnitine (C3)+Palmitoylcarnitine (C16) [Moles/volume] in Dried blood spot | Observation Identifier | Numeric | [0..1] | O |  |  |  | 75211-3^Propionylcarnitine (C3)+Palmitoylcarnitine (C16) [Moles/volume] in Dried blood spot^LN | Not found
1180 | No | Fatty Acid | 57084-6 | OBX | 75211-3 | OBX | 5 | 75211-3 |  |  | Propionylcarnitine (C3)+Palmitoylcarnitine (C16) [Moles/volume] in Dried blood spot | Observation Value | [6 empty] | 0 | Not found
1181 | No | Fatty Acid | 57084-6 | OBX | 75211-3 | OBX | 6 | 75211-3 |  |  | Propionylcarnitine (C3)+Palmitoylcarnitine (C16) [Moles/volume] in Dried blood spot | Units | [6 empty] | 0 | Not found
1182 | No | Fatty Acid | 57084-6 | OBX | 75211-3 | OBX | 2 | 75211-3 |  |  | Value Type | Value Type | [6 empty] | NM | Not found
1183 | No | Fatty Acid | 57084-6 | OBX | 75211-3 | OBX | 4 | 75211-3 |  |  | Propionylcarnitine (C3)+Palmitoylcarnitine (C16) [Moles/volume] in Dried blood spot | Observation Sub-ID | [6 empty] | 0 | Not found
1184 | No | Fatty Acid | 57084-6 | OBX | 75211-3 | OBX | 11 | 75211-3 |  |  | Observation Result Status | Observation Result Status | [5 empty] | F | F | Not found
1185 | No | Fatty Acid | 57084-6 | OBX | 75211-3 | OBX | 19 | 75211-3 |  |  | Propionylcarnitine (C3)+Palmitoylcarnitine (C16) [Moles/volume] in Dried blood spot | Date/Time of the Analysis | [6 empty] | 0 | Not found
1186 | No | Fatty Acid | 57084-6 | OBX | 75211-3 | OBX | 29 | 75211-3 |  |  | Observation Type | Observation Type | [6 empty] | 0 | Not found
1187 | No | Fatty Acid |  | OBX | [7 empty] | Malonylcarnitine (C3- DC)/Decanoylcarnitine (C10) [Molar ratio] in Dried blood spot
1188 | No | Fatty Acid | 57084-6 | OBX | 75212-1 | OBX | 3 | 75212-1 |  |  | Malonylcarnitine (C3- DC)/Decanoylcarnitine (C10) [Molar ratio] in Dried blood spot | Observation Identifier | Numeric | [0..1] | O |  |  |  | 75212-1^Malonylcarnitine (C3- DC)/Decanoylcarnitine (C10) [Molar ratio] in Dried blood spot^LN | Not found
1189 | No | Fatty Acid | 57084-6 | OBX | 75212-1 | OBX | 5 | 75212-1 |  |  | Malonylcarnitine (C3- DC)/Decanoylcarnitine (C10) [Molar ratio] in Dried blood spot | Observation Value | [6 empty] | 0 | Not found
1190 | No | Fatty Acid | 57084-6 | OBX | 75212-1 | OBX | 6 | 75212-1 |  |  | Malonylcarnitine (C3- DC)/Decanoylcarnitine (C10) [Molar ratio] in Dried blood spot | Units | [6 empty] | 0 | Not found
1191 | No | Fatty Acid | 57084-6 | OBX | 75212-1 | OBX | 2 | 75212-1 |  |  | Value Type | Value Type | [6 empty] | NM | Not found
1192 | No | Fatty Acid | 57084-6 | OBX | 75212-1 | OBX | 4 | 75212-1 |  |  | Malonylcarnitine (C3- DC)/Decanoylcarnitine (C10) [Molar ratio] in Dried blood spot | Observation Sub-ID | [6 empty] | 0 | Not found
1193 | No | Fatty Acid | 57084-6 | OBX | 75212-1 | OBX | 11 | 75212-1 |  |  | Observation Result Status | Observation Result Status | [5 empty] | F | F | Not found
1194 | No | Fatty Acid | 57084-6 | OBX | 75212-1 | OBX | 19 | 75212-1 |  |  | Malonylcarnitine (C3- DC)/Decanoylcarnitine (C10) [Molar ratio] in Dried blood spot | Date/Time of the Analysis | [6 empty] | 0 | Not found
1195 | No | Fatty Acid | 57084-6 | OBX | 75212-1 | OBX | 29 | 75212-1 |  |  | Observation Type | Observation Type | [6 empty] | 0 | Not found
1196 | No | Fatty Acid |  | OBX | [7 empty] | Malonylcarnitine (C3-DC) [Moles/volume] in Dried blood spot
1197 | No | Fatty Acid | 57084-6 | OBX | 54462-7 | OBX | 3 | 54462-7 |  |  | Malonylcarnitine (C3-DC) [Moles/volume] in Dried blood spot | Observation Identifier | Numeric | [0..1] | O |  |  |  | 54462-7^Malonylcarnitine (C3-DC) [Moles/volume] in Dried blood spot^LN | Not found
1198 | No | Fatty Acid | 57084-6 | OBX | 54462-7 | OBX | 5 | 54462-7 |  |  | Malonylcarnitine (C3-DC) [Moles/volume] in Dried blood spot | Observation Value | [6 empty] | 0 | Not found
1199 | No | Fatty Acid | 57084-6 | OBX | 54462-7 | OBX | 6 | 54462-7 |  |  | Malonylcarnitine (C3-DC) [Moles/volume] in Dried blood spot | Units | [6 empty] | 0 | Not found
1200 | No | Fatty Acid | 57084-6 | OBX | 54462-7 | OBX | 2 | 54462-7 |  |  | Value Type | Value Type | [6 empty] | NM | Not found
1201 | No | Fatty Acid | 57084-6 | OBX | 54462-7 | OBX | 4 | 54462-7 |  |  | Malonylcarnitine (C3-DC) [Moles/volume] in Dried blood spot | Observation Sub-ID | [6 empty] | 0 | Not found
1202 | No | Fatty Acid | 57084-6 | OBX | 54462-7 | OBX | 11 | 54462-7 |  |  | Observation Result Status | Observation Result Status | [5 empty] | F | F | Not found
1203 | No | Fatty Acid | 57084-6 | OBX | 54462-7 | OBX | 19 | 54462-7 |  |  | Malonylcarnitine (C3-DC) [Moles/volume] in Dried blood spot | Date/Time of the Analysis | [6 empty] | 0 | Not found
1204 | No | Fatty Acid | 57084-6 | OBX | 54462-7 | OBX | 29 | 54462-7 |  |  | Observation Type | Observation Type | [6 empty] | 0 | Not found
1205 | No | Fatty Acid |  | OBX | [7 empty] | Malonylcarnitine (C3- DC)+3-Hydroxybutyrylcarnitine (C4-OH)/Decanoylcarnitine (C10) [Molar ratio] in Dried blood spot
1206 | No | Fatty Acid | 57084-6 | OBX | 75213-9 | OBX | 3 | 75213-9 |  |  | Malonylcarnitine (C3- DC)+3-Hydroxybutyrylcarnitine (C4-OH)/Decanoylcarnitine (C10) [Molar ratio] in Dried blood spot | Observation Identifier | Numeric | [0..1] | O |  |  |  | 75213-9^Malonylcarnitine (C3- DC)+3-Hydroxybutyrylcarnitine (C4-OH)/Decanoylcarnitine (C10) [Molar ratio] in Dried blood spot^LN | Not found
1207 | No | Fatty Acid | 57084-6 | OBX | 75213-9 | OBX | 5 | 75213-9 |  |  | Malonylcarnitine (C3- DC)+3-Hydroxybutyrylcarnitine (C4-OH)/Decanoylcarnitine (C10) [Molar ratio] in Dried blood spot | Observation Value | [6 empty] | 0 | Not found
1208 | No | Fatty Acid | 57084-6 | OBX | 75213-9 | OBX | 6 | 75213-9 |  |  | Malonylcarnitine (C3- DC)+3-Hydroxybutyrylcarnitine (C4-OH)/Decanoylcarnitine (C10) [Molar ratio] in Dried blood spot | Units | [6 empty] | 0 | Not found
1209 | No | Fatty Acid | 57084-6 | OBX | 75213-9 | OBX | 2 | 75213-9 |  |  | Value Type | Value Type | [6 empty] | NM | Not found
1210 | No | Fatty Acid | 57084-6 | OBX | 75213-9 | OBX | 4 | 75213-9 |  |  | Malonylcarnitine (C3- DC)+3-Hydroxybutyrylcarnitine (C4-OH)/Decanoylcarnitine (C10) [Molar ratio] in Dried blood spot | Observation Sub-ID | [6 empty] | 0 | Not found
1211 | No | Fatty Acid | 57084-6 | OBX | 75213-9 | OBX | 11 | 75213-9 |  |  | Observation Result Status | Observation Result Status | [5 empty] | F | F | Not found
1212 | No | Fatty Acid | 57084-6 | OBX | 75213-9 | OBX | 19 | 75213-9 |  |  | Malonylcarnitine (C3- DC)+3-Hydroxybutyrylcarnitine (C4-OH)/Decanoylcarnitine (C10) [Molar ratio] in Dried blood spot | Date/Time of the Analysis | [6 empty] | 0 | Not found
1213 | No | Fatty Acid | 57084-6 | OBX | 75213-9 | OBX | 29 | 75213-9 |  |  | Observation Type | Observation Type | [6 empty] | 0 | Not found
1214 |  | Fatty Acid |  | OBX | [7 empty] | Acetylcarnitine (C2) [Moles/volume] in Dried blood spot
1215 |  | Fatty Acid | 57084-6 | OBX | 50157-7 | OBX | 3 | 50157-7 |  |  | Acetylcarnitine (C2) [Moles/volume] in Dried blood spot | Observation Identifier | Numeric | [0..1] | O |  |  |  | 50157-7^Acetylcarnitine (C2) [Moles/volume] in Dried blood spot^LN | 50157-7^Acetylcarnitine (C2) [Moles/volume] in Dried blood spot^LN | Match
1216 |  | Fatty Acid | 57084-6 | OBX | 50157-7 | OBX | 5 | 50157-7 |  |  | Acetylcarnitine (C2) [Moles/volume] in Dried blood spot | Observation Value | [5 empty] | 36.72 | 36.72 | 36.72 | Match
1217 |  | Fatty Acid | 57084-6 | OBX | 50157-7 | OBX | 6 | 50157-7 |  |  | Acetylcarnitine (C2) [Moles/volume] in Dried blood spot | Units | [5 empty] | umol/L^micromole per liter^UCUM | umol/L^micromole per liter^UCUM | umol/L^micromole per liter^UCUM | Match
1218 |  | Fatty Acid | 57084-6 | OBX | 50157-7 | OBX | 2 | 50157-7 |  |  | Value Type | Value Type | [6 empty] | NM | NM | Match
1219 |  | Fatty Acid | 57084-6 | OBX | 50157-7 | OBX | 4 | 50157-7 |  |  | Acetylcarnitine (C2) [Moles/volume] in Dried blood spot | Observation Sub-ID | [6 empty] | 0 | 0 | Match
1220 |  | Fatty Acid | 57084-6 | OBX | 50157-7 | OBX | 11 | 50157-7 |  |  | Observation Result Status | Observation Result Status | [5 empty] | F | F | F | Match
1221 |  | Fatty Acid | 57084-6 | OBX | 50157-7 | OBX | 19 | 50157-7 |  |  | Acetylcarnitine (C2) [Moles/volume] in Dried blood spot | Date/Time of the Analysis | [5 empty] | 201702281252-0500 | 201702281252-0500 | 201702291252-0500
1222 |  | Fatty Acid | 57084-6 | OBX | 50157-7 | OBX | 29 | 50157-7 |  |  | Observation Type | Observation Type | [5 empty] | RSLT | RSLT | RSLT | Match
1223 | No | Fatty Acid |  | OBX | [7 empty] | Butyrylcarnitine+Isobutyrylc arnitine (C4) [Moles/volume] in Dried blood spot
1224 | No | Fatty Acid | 57084-6 | OBX | 53166-5 | OBX | 3 | 53166-5 |  |  | Butyrylcarnitine+Isobutyrylc arnitine (C4) [Moles/volume] in Dried blood spot | Observation Identifier | Numeric | [0..1] | O |  |  |  | 53166-5^Butyrylcarnitine+Isobutyrylc arnitine (C4) [Moles/volume] in Dried blood spot^LN | Not found
1225 | No | Fatty Acid | 57084-6 | OBX | 53166-5 | OBX | 5 | 53166-5 |  |  | Butyrylcarnitine+Isobutyrylc arnitine (C4) [Moles/volume] in Dried blood spot | Observation Value | [6 empty] | 0 | Not found
1226 | No | Fatty Acid | 57084-6 | OBX | 53166-5 | OBX | 6 | 53166-5 |  |  | Butyrylcarnitine+Isobutyrylc arnitine (C4) [Moles/volume] in Dried blood spot | Units | [6 empty] | 0 | Not found
1227 | No | Fatty Acid | 57084-6 | OBX | 53166-5 | OBX | 2 | 53166-5 |  |  | Value Type | Value Type | [6 empty] | NM | Not found
1228 | No | Fatty Acid | 57084-6 | OBX | 53166-5 | OBX | 4 | 53166-5 |  |  | Butyrylcarnitine+Isobutyrylc arnitine (C4) [Moles/volume] in Dried blood spot | Observation Sub-ID | [6 empty] | 0 | Not found
1229 | No | Fatty Acid | 57084-6 | OBX | 53166-5 | OBX | 11 | 53166-5 |  |  | Observation Result Status | Observation Result Status | [5 empty] | F | F | Not found
1230 | No | Fatty Acid | 57084-6 | OBX | 53166-5 | OBX | 19 | 53166-5 |  |  | Butyrylcarnitine+Isobutyrylc arnitine (C4) [Moles/volume] in Dried blood spot | Date/Time of the Analysis | [6 empty] | 0 | Not found
1231 | No | Fatty Acid | 57084-6 | OBX | 53166-5 | OBX | 29 | 53166-5 |  |  | Observation Type | Observation Type | [6 empty] | 0 | Not found
1232 | No | Fatty Acid |  | OBX | [7 empty] | Butyrylcarnitine+Isobutyrylc arnitine (C4)/Acetylcarnitine (C2) [Molar ratio] in Dried blood spot
1233 | No | Fatty Acid | 57084-6 | OBX | 53167-3 | OBX | 3 | 53167-3 |  |  | Butyrylcarnitine+Isobutyrylc arnitine (C4)/Acetylcarnitine (C2) [Molar ratio] in Dried blood spot | Observation Identifier | Numeric | [0..1] | O |  |  |  | 53167-3^Butyrylcarnitine+Isobutyrylc arnitine (C4)/Acetylcarnitine (C2) [Molar ratio] in Dried blood spot^LN | Not found
1234 | No | Fatty Acid | 57084-6 | OBX | 53167-3 | OBX | 5 | 53167-3 |  |  | Butyrylcarnitine+Isobutyrylc arnitine (C4)/Acetylcarnitine (C2) [Molar ratio] in Dried blood spot | Observation Value | [6 empty] | 0 | Not found
1235 | No | Fatty Acid | 57084-6 | OBX | 53167-3 | OBX | 6 | 53167-3 |  |  | Butyrylcarnitine+Isobutyrylc arnitine (C4)/Acetylcarnitine (C2) [Molar ratio] in Dried blood spot | Units | [6 empty] | 0 | Not found
1236 | No | Fatty Acid | 57084-6 | OBX | 53167-3 | OBX | 2 | 53167-3 |  |  | Value Type | Value Type | [6 empty] | NM | Not found
1237 | No | Fatty Acid | 57084-6 | OBX | 53167-3 | OBX | 4 | 53167-3 |  |  | Butyrylcarnitine+Isobutyrylc arnitine (C4)/Acetylcarnitine (C2) [Molar ratio] in Dried blood spot | Observation Sub-ID | [6 empty] | 0 | Not found
1238 | No | Fatty Acid | 57084-6 | OBX | 53167-3 | OBX | 11 | 53167-3 |  |  | Observation Result Status | Observation Result Status | [5 empty] | F | F | Not found
1239 | No | Fatty Acid | 57084-6 | OBX | 53167-3 | OBX | 19 | 53167-3 |  |  | Butyrylcarnitine+Isobutyrylc arnitine (C4)/Acetylcarnitine (C2) [Molar ratio] in Dried blood spot | Date/Time of the Analysis | [6 empty] | 0 | Not found
1240 | No | Fatty Acid | 57084-6 | OBX | 53167-3 | OBX | 29 | 53167-3 |  |  | Observation Type | Observation Type | [6 empty] | 0 | Not found
1241 | No | Fatty Acid |  | OBX | [7 empty] | Butyrylcarnitine+Isobutyrylc arnitine (C4)/Propionylcarnitine (C3) [Molar ratio] in Dried blood spot
1242 | No | Fatty Acid | 57084-6 | OBX | 53168-1 | OBX | 3 | 53168-1 |  |  | Butyrylcarnitine+Isobutyrylc arnitine (C4)/Propionylcarnitine (C3) [Molar ratio] in Dried blood spot | Observation Identifier | Numeric | [0..1] | O |  |  |  | 53168-1^Butyrylcarnitine+Isobutyrylc arnitine (C4)/Propionylcarnitine (C3) [Molar ratio] in Dried blood spot^LN | Not found
1243 | No | Fatty Acid | 57084-6 | OBX | 53168-1 | OBX | 5 | 53168-1 |  |  | Butyrylcarnitine+Isobutyrylc arnitine (C4)/Propionylcarnitine (C3) [Molar ratio] in Dried blood spot | Observation Value | [6 empty] | 0 | Not found
1244 | No | Fatty Acid | 57084-6 | OBX | 53168-1 | OBX | 6 | 53168-1 |  |  | Butyrylcarnitine+Isobutyrylc arnitine (C4)/Propionylcarnitine (C3) [Molar ratio] in Dried blood spot | Units | [6 empty] | 0 | Not found
1245 | No | Fatty Acid | 57084-6 | OBX | 53168-1 | OBX | 2 | 53168-1 |  |  | Value Type | Value Type | [6 empty] | NM | Not found
1246 | No | Fatty Acid | 57084-6 | OBX | 53168-1 | OBX | 4 | 53168-1 |  |  | Butyrylcarnitine+Isobutyrylc arnitine (C4)/Propionylcarnitine (C3) [Molar ratio] in Dried blood spot | Observation Sub-ID | [6 empty] | 0 | Not found
1247 | No | Fatty Acid | 57084-6 | OBX | 53168-1 | OBX | 11 | 53168-1 |  |  | Observation Result Status | Observation Result Status | [5 empty] | F | F | Not found
1248 | No | Fatty Acid | 57084-6 | OBX | 53168-1 | OBX | 19 | 53168-1 |  |  | Butyrylcarnitine+Isobutyrylc arnitine (C4)/Propionylcarnitine (C3) [Molar ratio] in Dried blood spot | Date/Time of the Analysis | [6 empty] | 0 | Not found
1249 | No | Fatty Acid | 57084-6 | OBX | 53168-1 | OBX | 29 | 53168-1 |  |  | Observation Type | Observation Type | [6 empty] | 0 | Not found
1250 | No | Fatty Acid |  | OBX | [7 empty] | Butyrylcarnitine+Isobutyrylc arnitine (C4)/Octanoylcarnitine (C8) [Molar ratio] in Dried blood spot
1251 | No | Fatty Acid | 57084-6 | OBX | 53169-9 | OBX | 3 | 53169-9 |  |  | Butyrylcarnitine+Isobutyrylc arnitine (C4)/Octanoylcarnitine (C8) [Molar ratio] in Dried blood spot | Observation Identifier | Numeric | [0..1] | O |  |  |  | 53169-9^Butyrylcarnitine+Isobutyrylc arnitine (C4)/Octanoylcarnitine (C8) [Molar ratio] in Dried blood spot^LN | Not found
1252 | No | Fatty Acid | 57084-6 | OBX | 53169-9 | OBX | 5 | 53169-9 |  |  | Butyrylcarnitine+Isobutyrylc arnitine (C4)/Octanoylcarnitine (C8) [Molar ratio] in Dried blood spot | Observation Value | [6 empty] | 0 | Not found
1253 | No | Fatty Acid | 57084-6 | OBX | 53169-9 | OBX | 6 | 53169-9 |  |  | Butyrylcarnitine+Isobutyrylc arnitine (C4)/Octanoylcarnitine (C8) [Molar ratio] in Dried blood spot | Units | [6 empty] | 0 | Not found
1254 | No | Fatty Acid | 57084-6 | OBX | 53169-9 | OBX | 2 | 53169-9 |  |  | Value Type | Value Type | [6 empty] | NM | Not found
1255 | No | Fatty Acid | 57084-6 | OBX | 53169-9 | OBX | 4 | 53169-9 |  |  | Butyrylcarnitine+Isobutyrylc arnitine (C4)/Octanoylcarnitine (C8) [Molar ratio] in Dried blood spot | Observation Sub-ID | [6 empty] | 0 | Not found
1256 | No | Fatty Acid | 57084-6 | OBX | 53169-9 | OBX | 11 | 53169-9 |  |  | Observation Result Status | Observation Result Status | [5 empty] | F | F | Not found
1257 | No | Fatty Acid | 57084-6 | OBX | 53169-9 | OBX | 19 | 53169-9 |  |  | Butyrylcarnitine+Isobutyrylc arnitine (C4)/Octanoylcarnitine (C8) [Molar ratio] in Dried blood spot | Date/Time of the Analysis | [6 empty] | 0 | Not found
1258 | No | Fatty Acid | 57084-6 | OBX | 53169-9 | OBX | 29 | 53169-9 |  |  | Observation Type | Observation Type | [6 empty] | 0 | Not found
1259 | No | Fatty Acid |  | OBX | [7 empty] | 3-Hydroxybutyrylcarnitine (C4-OH) [Moles/volume] in Dried blood spot
1260 | No | Fatty Acid | 57084-6 | OBX | 50102-3 | OBX | 3 | 50102-3 |  |  | 3-Hydroxybutyrylcarnitine (C4-OH) [Moles/volume] in Dried blood spot | Observation Identifier | Numeric | [0..1] | O |  |  |  | 50102-3^3-Hydroxybutyrylcarnitine (C4-OH) [Moles/volume] in Dried blood spot^LN | Not found
1261 | No | Fatty Acid | 57084-6 | OBX | 50102-3 | OBX | 5 | 50102-3 |  |  | 3-Hydroxybutyrylcarnitine (C4-OH) [Moles/volume] in Dried blood spot | Observation Value | [6 empty] | 0 | Not found
1262 | No | Fatty Acid | 57084-6 | OBX | 50102-3 | OBX | 6 | 50102-3 |  |  | 3-Hydroxybutyrylcarnitine (C4-OH) [Moles/volume] in Dried blood spot | Units | [6 empty] | 0 | Not found
1263 | No | Fatty Acid | 57084-6 | OBX | 50102-3 | OBX | 2 | 50102-3 |  |  | Value Type | Value Type | [6 empty] | NM | Not found
1264 | No | Fatty Acid | 57084-6 | OBX | 50102-3 | OBX | 4 | 50102-3 |  |  | 3-Hydroxybutyrylcarnitine (C4-OH) [Moles/volume] in Dried blood spot | Observation Sub-ID | [6 empty] | 0 | Not found
1265 | No | Fatty Acid | 57084-6 | OBX | 50102-3 | OBX | 11 | 50102-3 |  |  | Observation Result Status | Observation Result Status | [5 empty] | F | F | Not found
1266 | No | Fatty Acid | 57084-6 | OBX | 50102-3 | OBX | 19 | 50102-3 |  |  | 3-Hydroxybutyrylcarnitine (C4-OH) [Moles/volume] in Dried blood spot | Date/Time of the Analysis | [6 empty] | 0 | Not found
1267 | No | Fatty Acid | 57084-6 | OBX | 50102-3 | OBX | 29 | 50102-3 |  |  | Observation Type | Observation Type | [6 empty] | 0 | Not found
1268 |  | Fatty Acid |  | OBX | [7 empty] | Hexanoylcarnitine (C6) [Moles/volume] in Dried blood spot
1269 |  | Fatty Acid | 57084-6 | OBX | 45211-0 | OBX | 3 | 45211-0 |  |  | Hexanoylcarnitine (C6) [Moles/volume] in Dried blood spot | Observation Identifier | Numeric | [0..1] | O |  |  |  | 45211-0^Hexanoylcarnitine (C6) [Moles/volume] in Dried blood spot^LN | 45211-0^Hexanoylcarnitine (C6) [Moles/volume] in Dried blood spot^LN | Match
1270 |  | Fatty Acid | 57084-6 | OBX | 45211-0 | OBX | 5 | 45211-0 |  |  | Hexanoylcarnitine (C6) [Moles/volume] in Dried blood spot | Observation Value | [5 empty] | 0.07 | 0.07 | 0 .07
1271 |  | Fatty Acid | 57084-6 | OBX | 45211-0 | OBX | 6 | 45211-0 |  |  | Hexanoylcarnitine (C6) [Moles/volume] in Dried blood spot | Units | [5 empty] | umol/L^micromole per liter^UCUM | umol/L^micromole per liter^UCUM | umol/L^micromole per liter^UCUM | Match
1272 |  | Fatty Acid | 57084-6 | OBX | 45211-0 | OBX | 2 | 45211-0 |  |  | Value Type | Value Type | [6 empty] | NM | NM | Match
1273 |  | Fatty Acid | 57084-6 | OBX | 45211-0 | OBX | 4 | 45211-0 |  |  | Hexanoylcarnitine (C6) [Moles/volume] in Dried blood spot | Observation Sub-ID | [6 empty] | 0 | 0 | Match
1274 |  | Fatty Acid | 57084-6 | OBX | 45211-0 | OBX | 11 | 45211-0 |  |  | Observation Result Status | Observation Result Status | [5 empty] | F | F | F | Match
1275 |  | Fatty Acid | 57084-6 | OBX | 45211-0 | OBX | 19 | 45211-0 |  |  | Hexanoylcarnitine (C6) [Moles/volume] in Dried blood spot | Date/Time of the Analysis | [5 empty] | 201702281252-0500 | 201702281252-0500 | 201702291252-0500
1276 |  | Fatty Acid | 57084-6 | OBX | 45211-0 | OBX | 29 | 45211-0 |  |  | Observation Type | Observation Type | [5 empty] | RSLT | RSLT | RSLT | Match
1277 | No | Fatty Acid |  | OBX | [7 empty] | 3-Hydroxyhexanoylcarnitine (C6-OH) [Moles/volume] in Dried blood spot
1278 | No | Fatty Acid | 57084-6 | OBX | 53173-1 | OBX | 3 | 53173-1 |  |  | 3-Hydroxyhexanoylcarnitine (C6-OH) [Moles/volume] in Dried blood spot | Observation Identifier | Numeric | [0..1] | O |  |  |  | 53173-1^3-Hydroxyhexanoylcarnitine (C6-OH) [Moles/volume] in Dried blood spot^LN | Not found
1279 | No | Fatty Acid | 57084-6 | OBX | 53173-1 | OBX | 5 | 53173-1 |  |  | 3-Hydroxyhexanoylcarnitine (C6-OH) [Moles/volume] in Dried blood spot | Observation Value | [6 empty] | 0 | Not found
1280 | No | Fatty Acid | 57084-6 | OBX | 53173-1 | OBX | 6 | 53173-1 |  |  | 3-Hydroxyhexanoylcarnitine (C6-OH) [Moles/volume] in Dried blood spot | Units | [6 empty] | 0 | Not found
1281 | No | Fatty Acid | 57084-6 | OBX | 53173-1 | OBX | 2 | 53173-1 |  |  | Value Type | Value Type | [6 empty] | NM | Not found
1282 | No | Fatty Acid | 57084-6 | OBX | 53173-1 | OBX | 4 | 53173-1 |  |  | 3-Hydroxyhexanoylcarnitine (C6-OH) [Moles/volume] in Dried blood spot | Observation Sub-ID | [6 empty] | 0 | Not found
1283 | No | Fatty Acid | 57084-6 | OBX | 53173-1 | OBX | 11 | 53173-1 |  |  | Observation Result Status | Observation Result Status | [5 empty] | F | F | Not found
1284 | No | Fatty Acid | 57084-6 | OBX | 53173-1 | OBX | 19 | 53173-1 |  |  | 3-Hydroxyhexanoylcarnitine (C6-OH) [Moles/volume] in Dried blood spot | Date/Time of the Analysis | [6 empty] | 0 | Not found
1285 | No | Fatty Acid | 57084-6 | OBX | 53173-1 | OBX | 29 | 53173-1 |  |  | Observation Type | Observation Type | [6 empty] | 0 | Not found
1286 |  | Fatty Acid |  | OBX | [7 empty] | Glutarylcarnitine (C5-DC) [Moles/volume] in Dried blood spot
1287 |  | Fatty Acid | 57084-6 | OBX | 45207-8 | OBX | 3 | 45207-8 |  |  | Glutarylcarnitine (C5-DC) [Moles/volume] in Dried blood spot | Observation Identifier | Numeric | [0..1] | O |  |  |  | 45207-8^Glutarylcarnitine (C5-DC) [Moles/volume] in Dried blood spot^LN | 45207-8^Glutarylcarnitine (C5-DC) [Moles/volume] in Dried blood spot^LN | Match
1288 |  | Fatty Acid | 57084-6 | OBX | 45207-8 | OBX | 5 | 45207-8 |  |  | Glutarylcarnitine (C5-DC) [Moles/volume] in Dried blood spot | Observation Value | [5 empty] | 0.06 | 0.06 | 0.06 | Match
1289 |  | Fatty Acid | 57084-6 | OBX | 45207-8 | OBX | 6 | 45207-8 |  |  | Glutarylcarnitine (C5-DC) [Moles/volume] in Dried blood spot | Units | [5 empty] | umol/L^micromole per liter^UCUM | umol/L^micromole per liter^UCUM | umol/L^micromole per liter^UCUM | Match
1290 |  | Fatty Acid | 57084-6 | OBX | 45207-8 | OBX | 2 | 45207-8 |  |  | Value Type | Value Type | [6 empty] | NM | NM | Match
1291 |  | Fatty Acid | 57084-6 | OBX | 45207-8 | OBX | 4 | 45207-8 |  |  | Glutarylcarnitine (C5-DC) [Moles/volume] in Dried blood spot | Observation Sub-ID | [6 empty] | 0 | 0 | Match
1292 |  | Fatty Acid | 57084-6 | OBX | 45207-8 | OBX | 11 | 45207-8 |  |  | Observation Result Status | Observation Result Status | [5 empty] | F | F | F | Match
1293 |  | Fatty Acid | 57084-6 | OBX | 45207-8 | OBX | 19 | 45207-8 |  |  | Glutarylcarnitine (C5-DC) [Moles/volume] in Dried blood spot | Date/Time of the Analysis | [5 empty] | 201702281252-0500 | 201702281252-0500 | 201702291252-0500
1294 |  | Fatty Acid | 57084-6 | OBX | 45207-8 | OBX | 29 | 45207-8 |  |  | Observation Type | Observation Type | [5 empty] | RSLT | RSLT | RSLT | Match
1295 | No | Fatty Acid |  | OBX | [7 empty] | Glutarylcarnitine (C5- DC)/Malonylcarnitine (C3- DC) [Molar ratio] in Dried blood spot
1296 | No | Fatty Acid | 57084-6 | OBX | 75216-2 | OBX | 3 | 75216-2 |  |  | Glutarylcarnitine (C5- DC)/Malonylcarnitine (C3- DC) [Molar ratio] in Dried blood spot | Observation Identifier | Numeric | [0..1] | O |  |  |  | 75216-2^Glutarylcarnitine (C5- DC)/Malonylcarnitine (C3- DC) [Molar ratio] in Dried blood spot^LN | Not found
1297 | No | Fatty Acid | 57084-6 | OBX | 75216-2 | OBX | 5 | 75216-2 |  |  | Glutarylcarnitine (C5- DC)/Malonylcarnitine (C3- DC) [Molar ratio] in Dried blood spot | Observation Value | [6 empty] | 0 | Not found
1298 | No | Fatty Acid | 57084-6 | OBX | 75216-2 | OBX | 6 | 75216-2 |  |  | Glutarylcarnitine (C5- DC)/Malonylcarnitine (C3- DC) [Molar ratio] in Dried blood spot | Units | [6 empty] | 0 | Not found
1299 | No | Fatty Acid | 57084-6 | OBX | 75216-2 | OBX | 2 | 75216-2 |  |  | Value Type | Value Type | [6 empty] | NM | Not found
1300 | No | Fatty Acid | 57084-6 | OBX | 75216-2 | OBX | 4 | 75216-2 |  |  | Glutarylcarnitine (C5- DC)/Malonylcarnitine (C3- DC) [Molar ratio] in Dried blood spot | Observation Sub-ID | [6 empty] | 0 | Not found
1301 | No | Fatty Acid | 57084-6 | OBX | 75216-2 | OBX | 11 | 75216-2 |  |  | Observation Result Status | Observation Result Status | [5 empty] | F | F | Not found
1302 | No | Fatty Acid | 57084-6 | OBX | 75216-2 | OBX | 19 | 75216-2 |  |  | Glutarylcarnitine (C5- DC)/Malonylcarnitine (C3- DC) [Molar ratio] in Dried blood spot | Date/Time of the Analysis | [6 empty] | 0 | Not found
1303 | No | Fatty Acid | 57084-6 | OBX | 75216-2 | OBX | 29 | 75216-2 |  |  | Observation Type | Observation Type | [6 empty] | 0 | Not found
1304 | No | Fatty Acid |  | OBX | [7 empty] | Octenoylcarnitine (C8:1) [Moles/volume] in Dried blood spot
1305 | No | Fatty Acid | 57084-6 | OBX | 53174-9 | OBX | 3 | 53174-9 |  |  | Octenoylcarnitine (C8:1) [Moles/volume] in Dried blood spot | Observation Identifier | Numeric | [0..1] | O |  |  |  | 53174-9^Octenoylcarnitine (C8:1) [Moles/volume] in Dried blood spot^LN | Not found
1306 | No | Fatty Acid | 57084-6 | OBX | 53174-9 | OBX | 5 | 53174-9 |  |  | Octenoylcarnitine (C8:1) [Moles/volume] in Dried blood spot | Observation Value | [6 empty] | 0 | Not found
1307 | No | Fatty Acid | 57084-6 | OBX | 53174-9 | OBX | 6 | 53174-9 |  |  | Octenoylcarnitine (C8:1) [Moles/volume] in Dried blood spot | Units | [6 empty] | 0 | Not found
1308 | No | Fatty Acid | 57084-6 | OBX | 53174-9 | OBX | 2 | 53174-9 |  |  | Value Type | Value Type | [6 empty] | NM | Not found
1309 | No | Fatty Acid | 57084-6 | OBX | 53174-9 | OBX | 4 | 53174-9 |  |  | Octenoylcarnitine (C8:1) [Moles/volume] in Dried blood spot | Observation Sub-ID | [6 empty] | 0 | Not found
1310 | No | Fatty Acid | 57084-6 | OBX | 53174-9 | OBX | 11 | 53174-9 |  |  | Observation Result Status | Observation Result Status | [5 empty] | F | F | Not found
1311 | No | Fatty Acid | 57084-6 | OBX | 53174-9 | OBX | 19 | 53174-9 |  |  | Octenoylcarnitine (C8:1) [Moles/volume] in Dried blood spot | Date/Time of the Analysis | [6 empty] | 0 | Not found
1312 | No | Fatty Acid | 57084-6 | OBX | 53174-9 | OBX | 29 | 53174-9 |  |  | Observation Type | Observation Type | [6 empty] | 0 | Not found
1313 |  | Fatty Acid |  | OBX | [7 empty] | Octanoylcarnitine (C8) [Moles/volume] in Dried blood spot
1314 |  | Fatty Acid | 57084-6 | OBX | 53175-6 | OBX | 3 | 53175-6 |  |  | Octanoylcarnitine (C8) [Moles/volume] in Dried blood spot | Observation Identifier | Numeric | [0..1] | O |  |  |  | 53175-6^Octanoylcarnitine (C8) [Moles/volume] in Dried blood spot^LN | 53175-6^Octanoylcarnitine (C8) [Moles/volume] in Dried blood spot^LN | Match
1315 |  | Fatty Acid | 57084-6 | OBX | 53175-6 | OBX | 5 | 53175-6 |  |  | Octanoylcarnitine (C8) [Moles/volume] in Dried blood spot | Observation Value | [5 empty] | 0.16 | 0.16 | 0.16 | Match
1316 |  | Fatty Acid | 57084-6 | OBX | 53175-6 | OBX | 6 | 53175-6 |  |  | Octanoylcarnitine (C8) [Moles/volume] in Dried blood spot | Units | [5 empty] | umol/L^micromole per liter^UCUM | umol/L^micromole per liter^UCUM | umol/L^micromole per liter^UCUM | Match
1317 |  | Fatty Acid | 57084-6 | OBX | 53175-6 | OBX | 2 | 53175-6 |  |  | Value Type | Value Type | [6 empty] | NM | NM | Match
1318 |  | Fatty Acid | 57084-6 | OBX | 53175-6 | OBX | 4 | 53175-6 |  |  | Octanoylcarnitine (C8) [Moles/volume] in Dried blood spot | Observation Sub-ID | [6 empty] | 0 | 0 | Match
1319 |  | Fatty Acid | 57084-6 | OBX | 53175-6 | OBX | 11 | 53175-6 |  |  | Observation Result Status | Observation Result Status | [5 empty] | F | F | F | Match
1320 |  | Fatty Acid | 57084-6 | OBX | 53175-6 | OBX | 19 | 53175-6 |  |  | Octanoylcarnitine (C8) [Moles/volume] in Dried blood spot | Date/Time of the Analysis | [5 empty] | 201702281252-0500 | 201702281252-0500 | 201702291252-0500
1321 |  | Fatty Acid | 57084-6 | OBX | 53175-6 | OBX | 29 | 53175-6 |  |  | Observation Type | Observation Type | [5 empty] | RSLT | RSLT | RSLT | Match
1322 | No | Fatty Acid |  | OBX | [7 empty] | Octanoylcarnitine (C8)/Acetylcarnitine (C2) [Molar ratio] in Dried blood spot
1323 | No | Fatty Acid | 57084-6 | OBX | 53176-4 | OBX | 3 | 53176-4 |  |  | Octanoylcarnitine (C8)/Acetylcarnitine (C2) [Molar ratio] in Dried blood spot | Observation Identifier | Numeric | [0..1] | O |  |  |  | 53176-4^Octanoylcarnitine (C8)/Acetylcarnitine (C2) [Molar ratio] in Dried blood spot^LN | Not found
1324 | No | Fatty Acid | 57084-6 | OBX | 53176-4 | OBX | 5 | 53176-4 |  |  | Octanoylcarnitine (C8)/Acetylcarnitine (C2) [Molar ratio] in Dried blood spot | Observation Value | [6 empty] | 0 | Not found
1325 | No | Fatty Acid | 57084-6 | OBX | 53176-4 | OBX | 6 | 53176-4 |  |  | Octanoylcarnitine (C8)/Acetylcarnitine (C2) [Molar ratio] in Dried blood spot | Units | [6 empty] | 0 | Not found
1326 | No | Fatty Acid | 57084-6 | OBX | 53176-4 | OBX | 2 | 53176-4 |  |  | Value Type | Value Type | [6 empty] | NM | Not found
1327 | No | Fatty Acid | 57084-6 | OBX | 53176-4 | OBX | 4 | 53176-4 |  |  | Octanoylcarnitine (C8)/Acetylcarnitine (C2) [Molar ratio] in Dried blood spot | Observation Sub-ID | [6 empty] | 0 | Not found
1328 | No | Fatty Acid | 57084-6 | OBX | 53176-4 | OBX | 11 | 53176-4 |  |  | Observation Result Status | Observation Result Status | [5 empty] | F | F | Not found
1329 | No | Fatty Acid | 57084-6 | OBX | 53176-4 | OBX | 19 | 53176-4 |  |  | Octanoylcarnitine (C8)/Acetylcarnitine (C2) [Molar ratio] in Dried blood spot | Date/Time of the Analysis | [6 empty] | 0 | Not found
1330 | No | Fatty Acid | 57084-6 | OBX | 53176-4 | OBX | 29 | 53176-4 |  |  | Observation Type | Observation Type | [6 empty] | 0 | Not found
1331 |  | Fatty Acid |  | OBX | [7 empty] | Octanoylcarnitine (C8)/Decanoylcarnitine (C10) [Molar ratio] in Dried blood spot
1332 |  | Fatty Acid | 57084-6 | OBX | 53177-2 | OBX | 3 | 53177-2 |  |  | Octanoylcarnitine (C8)/Decanoylcarnitine (C10) [Molar ratio] in Dried blood spot | Observation Identifier | Numeric | [0..1] | O |  |  |  | 53177-2^Octanoylcarnitine (C8)/Decanoylcarnitine (C10) [Molar ratio] in Dried blood spot^LN | 53177-2^Octanoylcarnitine (C8)/Decanoylcarnitine (C10) [Molar ratio] in Dried blood spot^LN | Match
1333 |  | Fatty Acid | 57084-6 | OBX | 53177-2 | OBX | 5 | 53177-2 |  |  | Octanoylcarnitine (C8)/Decanoylcarnitine (C10) [Molar ratio] in Dried blood spot | Observation Value | [5 empty] | 1.69 | 1.69 | 1.69 | Match
1334 |  | Fatty Acid | 57084-6 | OBX | 53177-2 | OBX | 6 | 53177-2 |  |  | Octanoylcarnitine (C8)/Decanoylcarnitine (C10) [Molar ratio] in Dried blood spot | Units | [5 empty] | {ratio}^ratio^UCUM | {ratio}^ratio^UCUM | {ratio}^ratio^UCUM | Match
1335 |  | Fatty Acid | 57084-6 | OBX | 53177-2 | OBX | 2 | 53177-2 |  |  | Value Type | Value Type | [6 empty] | NM | NM | Match
1336 |  | Fatty Acid | 57084-6 | OBX | 53177-2 | OBX | 4 | 53177-2 |  |  | Octanoylcarnitine (C8)/Decanoylcarnitine (C10) [Molar ratio] in Dried blood spot | Observation Sub-ID | [6 empty] | 0 | 0 | Match
1337 |  | Fatty Acid | 57084-6 | OBX | 53177-2 | OBX | 11 | 53177-2 |  |  | Observation Result Status | Observation Result Status | [5 empty] | F | F | F | Match
1338 |  | Fatty Acid | 57084-6 | OBX | 53177-2 | OBX | 19 | 53177-2 |  |  | Octanoylcarnitine (C8)/Decanoylcarnitine (C10) [Molar ratio] in Dried blood spot | Date/Time of the Analysis | [5 empty] | 201702281252-0500 | 201702281252-0500 | 201702291252-0500
1339 |  | Fatty Acid | 57084-6 | OBX | 53177-2 | OBX | 29 | 53177-2 |  |  | Observation Type | Observation Type | [5 empty] | RSLT | RSLT | RSLT | Match
1340 | No | Fatty Acid |  | OBX | [7 empty] | 3-Hydroxyoctanoylcarnitine (C8-OH)+Malonylcarnitine (C3-DC) [Moles/volume] in Dried blood spot
1341 | No | Fatty Acid | 57084-6 | OBX | 53178-0 | OBX | 3 | 53178-0 |  |  | 3-Hydroxyoctanoylcarnitine (C8-OH)+Malonylcarnitine (C3-DC) [Moles/volume] in Dried blood spot | Observation Identifier | Numeric | [0..1] | O |  |  |  | 53178-0^3-Hydroxyoctanoylcarnitine (C8-OH)+Malonylcarnitine (C3-DC) [Moles/volume] in Dried blood spot^LN | Not found
1342 | No | Fatty Acid | 57084-6 | OBX | 53178-0 | OBX | 5 | 53178-0 |  |  | 3-Hydroxyoctanoylcarnitine (C8-OH)+Malonylcarnitine (C3-DC) [Moles/volume] in Dried blood spot | Observation Value | [6 empty] | 0 | Not found
1343 | No | Fatty Acid | 57084-6 | OBX | 53178-0 | OBX | 6 | 53178-0 |  |  | 3-Hydroxyoctanoylcarnitine (C8-OH)+Malonylcarnitine (C3-DC) [Moles/volume] in Dried blood spot | Units | [6 empty] | 0 | Not found
1344 | No | Fatty Acid | 57084-6 | OBX | 53178-0 | OBX | 2 | 53178-0 |  |  | Value Type | Value Type | [6 empty] | NM | Not found
1345 | No | Fatty Acid | 57084-6 | OBX | 53178-0 | OBX | 4 | 53178-0 |  |  | 3-Hydroxyoctanoylcarnitine (C8-OH)+Malonylcarnitine (C3-DC) [Moles/volume] in Dried blood spot | Observation Sub-ID | [6 empty] | 0 | Not found
1346 | No | Fatty Acid | 57084-6 | OBX | 53178-0 | OBX | 11 | 53178-0 |  |  | Observation Result Status | Observation Result Status | [5 empty] | F | F | Not found
1347 | No | Fatty Acid | 57084-6 | OBX | 53178-0 | OBX | 19 | 53178-0 |  |  | 3-Hydroxyoctanoylcarnitine (C8-OH)+Malonylcarnitine (C3-DC) [Moles/volume] in Dried blood spot | Date/Time of the Analysis | [6 empty] | 0 | Not found
1348 | No | Fatty Acid | 57084-6 | OBX | 53178-0 | OBX | 29 | 53178-0 |  |  | Observation Type | Observation Type | [6 empty] | 0 | Not found
1349 | No | Fatty Acid |  | OBX | [7 empty] | 3-Hydroxyoctanoylcarnitine (C8-OH)+Malonylcarnitine (C3-DC) [Moles/volume] in Dried blood spot
1350 | No | Fatty Acid | 57084-6 | OBX | 53178-0 | OBX | 3 | 53178-0 |  |  | 3-Hydroxyoctanoylcarnitine (C8-OH)+Malonylcarnitine (C3-DC) [Moles/volume] in Dried blood spot | Observation Identifier | Numeric | [0..1] | O |  |  |  | 53178-0^3-Hydroxyoctanoylcarnitine (C8-OH)+Malonylcarnitine (C3-DC) [Moles/volume] in Dried blood spot^LN | Not found
1351 | No | Fatty Acid | 57084-6 | OBX | 53178-0 | OBX | 5 | 53178-0 |  |  | 3-Hydroxyoctanoylcarnitine (C8-OH)+Malonylcarnitine (C3-DC) [Moles/volume] in Dried blood spot | Observation Value | [6 empty] | 0 | Not found
1352 | No | Fatty Acid | 57084-6 | OBX | 53178-0 | OBX | 6 | 53178-0 |  |  | 3-Hydroxyoctanoylcarnitine (C8-OH)+Malonylcarnitine (C3-DC) [Moles/volume] in Dried blood spot | Units | [6 empty] | 0 | Not found
1353 | No | Fatty Acid | 57084-6 | OBX | 53178-0 | OBX | 2 | 53178-0 |  |  | Value Type | Value Type | [6 empty] | NM | Not found
1354 | No | Fatty Acid | 57084-6 | OBX | 53178-0 | OBX | 4 | 53178-0 |  |  | 3-Hydroxyoctanoylcarnitine (C8-OH)+Malonylcarnitine (C3-DC) [Moles/volume] in Dried blood spot | Observation Sub-ID | [6 empty] | 0 | Not found
1355 | No | Fatty Acid | 57084-6 | OBX | 53178-0 | OBX | 11 | 53178-0 |  |  | Observation Result Status | Observation Result Status | [5 empty] | F | F | Not found
1356 | No | Fatty Acid | 57084-6 | OBX | 53178-0 | OBX | 19 | 53178-0 |  |  | 3-Hydroxyoctanoylcarnitine (C8-OH)+Malonylcarnitine (C3-DC) [Moles/volume] in Dried blood spot | Date/Time of the Analysis | [6 empty] | 0 | Not found
1357 | No | Fatty Acid | 57084-6 | OBX | 53178-0 | OBX | 29 | 53178-0 |  |  | Observation Type | Observation Type | [6 empty] | 0 | Not found
1358 | No | Fatty Acid |  | OBX | [7 empty] | 3-Hydroxyoctanoylcarnitine (C8-OH)+Malonylcarnitine (C3-DC)/Butyrylcarnitine+Isobut yrylcarnitine (C4) [Molar ratio] in Dried blood spot
1359 | No | Fatty Acid | 57084-6 | OBX | 53402-4 | OBX | 3 | 53402-4 |  |  | 3-Hydroxyoctanoylcarnitine (C8-OH)+Malonylcarnitine (C3-DC)/Butyrylcarnitine+Isobut yrylcarnitine (C4) [Molar ratio] in Dried blood spot | Observation Identifier | Numeric | [0..1] | O |  |  |  | 53402-4^3-Hydroxyoctanoylcarnitine (C8-OH)+Malonylcarnitine (C3-DC)/Butyrylcarnitine+Isobut yrylcarnitine (C4) [Molar ratio] in Dried blood spot^LN | Not found
1360 | No | Fatty Acid | 57084-6 | OBX | 53402-4 | OBX | 5 | 53402-4 |  |  | 3-Hydroxyoctanoylcarnitine (C8-OH)+Malonylcarnitine (C3-DC)/Butyrylcarnitine+Isobut yrylcarnitine (C4) [Molar ratio] in Dried blood spot | Observation Value | [6 empty] | 0 | Not found
1361 | No | Fatty Acid | 57084-6 | OBX | 53402-4 | OBX | 6 | 53402-4 |  |  | 3-Hydroxyoctanoylcarnitine (C8-OH)+Malonylcarnitine (C3-DC)/Butyrylcarnitine+Isobut yrylcarnitine (C4) [Molar ratio] in Dried blood spot | Units | [6 empty] | 0 | Not found
1362 | No | Fatty Acid | 57084-6 | OBX | 53402-4 | OBX | 2 | 53402-4 |  |  | Value Type | Value Type | [6 empty] | NM | Not found
1363 | No | Fatty Acid | 57084-6 | OBX | 53402-4 | OBX | 4 | 53402-4 |  |  | 3-Hydroxyoctanoylcarnitine (C8-OH)+Malonylcarnitine (C3-DC)/Butyrylcarnitine+Isobut yrylcarnitine (C4) [Molar ratio] in Dried blood spot | Observation Sub-ID | [6 empty] | 0 | Not found
1364 | No | Fatty Acid | 57084-6 | OBX | 53402-4 | OBX | 11 | 53402-4 |  |  | Observation Result Status | Observation Result Status | [5 empty] | F | F | Not found
1365 | No | Fatty Acid | 57084-6 | OBX | 53402-4 | OBX | 19 | 53402-4 |  |  | 3-Hydroxyoctanoylcarnitine (C8-OH)+Malonylcarnitine (C3-DC)/Butyrylcarnitine+Isobut yrylcarnitine (C4) [Molar ratio] in Dried blood spot | Date/Time of the Analysis | [6 empty] | 0 | Not found
1366 | No | Fatty Acid | 57084-6 | OBX | 53402-4 | OBX | 29 | 53402-4 |  |  | Observation Type | Observation Type | [6 empty] | 0 | Not found
1367 | No | Fatty Acid |  | OBX | [7 empty] | 3-Hydroxyoctanoylcarnitine (C8-OH)+Malonylcarnitine (C3-DC)/Butyrylcarnitine+Isobut yrylcarnitine (C4) [Molar ratio] in Dried blood spot
1368 | No | Fatty Acid | 57084-6 | OBX | 53402-4 | OBX | 3 | 53402-4 |  |  | 3-Hydroxyoctanoylcarnitine (C8-OH)+Malonylcarnitine (C3-DC)/Butyrylcarnitine+Isobut yrylcarnitine (C4) [Molar ratio] in Dried blood spot | Observation Identifier | Numeric | [0..1] | O |  |  |  | 53402-4^3-Hydroxyoctanoylcarnitine (C8-OH)+Malonylcarnitine (C3-DC)/Butyrylcarnitine+Isobut yrylcarnitine (C4) [Molar ratio] in Dried blood spot^LN | Not found
1369 | No | Fatty Acid | 57084-6 | OBX | 53402-4 | OBX | 5 | 53402-4 |  |  | 3-Hydroxyoctanoylcarnitine (C8-OH)+Malonylcarnitine (C3-DC)/Butyrylcarnitine+Isobut yrylcarnitine (C4) [Molar ratio] in Dried blood spot | Observation Value | [6 empty] | 0 | Not found
1370 | No | Fatty Acid | 57084-6 | OBX | 53402-4 | OBX | 6 | 53402-4 |  |  | 3-Hydroxyoctanoylcarnitine (C8-OH)+Malonylcarnitine (C3-DC)/Butyrylcarnitine+Isobut yrylcarnitine (C4) [Molar ratio] in Dried blood spot | Units | [6 empty] | 0 | Not found
1371 | No | Fatty Acid | 57084-6 | OBX | 53402-4 | OBX | 2 | 53402-4 |  |  | Value Type | Value Type | [6 empty] | NM | Not found
1372 | No | Fatty Acid | 57084-6 | OBX | 53402-4 | OBX | 4 | 53402-4 |  |  | 3-Hydroxyoctanoylcarnitine (C8-OH)+Malonylcarnitine (C3-DC)/Butyrylcarnitine+Isobut yrylcarnitine (C4) [Molar ratio] in Dried blood spot | Observation Sub-ID | [6 empty] | 0 | Not found
1373 | No | Fatty Acid | 57084-6 | OBX | 53402-4 | OBX | 11 | 53402-4 |  |  | Observation Result Status | Observation Result Status | [5 empty] | F | F | Not found
1374 | No | Fatty Acid | 57084-6 | OBX | 53402-4 | OBX | 19 | 53402-4 |  |  | 3-Hydroxyoctanoylcarnitine (C8-OH)+Malonylcarnitine (C3-DC)/Butyrylcarnitine+Isobut yrylcarnitine (C4) [Molar ratio] in Dried blood spot | Date/Time of the Analysis | [6 empty] | 0 | Not found
1375 | No | Fatty Acid | 57084-6 | OBX | 53402-4 | OBX | 29 | 53402-4 |  |  | Observation Type | Observation Type | [6 empty] | 0 | Not found
1376 | No | Fatty Acid |  | OBX | [7 empty] | 3-Hydroxyoctanoylcarnitine (C8-OH)+Malonylcarnitine (C3-DC)/Decanoylcarnitine (C10) [Molar ratio] in Dried blood spot
1377 | No | Fatty Acid | 57084-6 | OBX | 53179-8 | OBX | 3 | 53179-8 |  |  | 3-Hydroxyoctanoylcarnitine (C8-OH)+Malonylcarnitine (C3-DC)/Decanoylcarnitine (C10) [Molar ratio] in Dried blood spot | Observation Identifier | Numeric | [0..1] | O |  |  |  | 53179-8^3-Hydroxyoctanoylcarnitine (C8-OH)+Malonylcarnitine (C3-DC)/Decanoylcarnitine (C10) [Molar ratio] in Dried blood spot^LN | Not found
1378 | No | Fatty Acid | 57084-6 | OBX | 53179-8 | OBX | 5 | 53179-8 |  |  | 3-Hydroxyoctanoylcarnitine (C8-OH)+Malonylcarnitine (C3-DC)/Decanoylcarnitine (C10) [Molar ratio] in Dried blood spot | Observation Value | [6 empty] | 0 | Not found
1379 | No | Fatty Acid | 57084-6 | OBX | 53179-8 | OBX | 6 | 53179-8 |  |  | 3-Hydroxyoctanoylcarnitine (C8-OH)+Malonylcarnitine (C3-DC)/Decanoylcarnitine (C10) [Molar ratio] in Dried blood spot | Units | [6 empty] | 0 | Not found
1380 | No | Fatty Acid | 57084-6 | OBX | 53179-8 | OBX | 2 | 53179-8 |  |  | Value Type | Value Type | [6 empty] | NM | Not found
1381 | No | Fatty Acid | 57084-6 | OBX | 53179-8 | OBX | 4 | 53179-8 |  |  | 3-Hydroxyoctanoylcarnitine (C8-OH)+Malonylcarnitine (C3-DC)/Decanoylcarnitine (C10) [Molar ratio] in Dried blood spot | Observation Sub-ID | [6 empty] | 0 | Not found
1382 | No | Fatty Acid | 57084-6 | OBX | 53179-8 | OBX | 11 | 53179-8 |  |  | Observation Result Status | Observation Result Status | [5 empty] | F | F | Not found
1383 | No | Fatty Acid | 57084-6 | OBX | 53179-8 | OBX | 19 | 53179-8 |  |  | 3-Hydroxyoctanoylcarnitine (C8-OH)+Malonylcarnitine (C3-DC)/Decanoylcarnitine (C10) [Molar ratio] in Dried blood spot | Date/Time of the Analysis | [6 empty] | 0 | Not found
1384 | No | Fatty Acid | 57084-6 | OBX | 53179-8 | OBX | 29 | 53179-8 |  |  | Observation Type | Observation Type | [6 empty] | 0 | Not found
1385 | No | Fatty Acid |  | OBX | [7 empty] | 3-Hydroxyoctanoylcarnitine (C8-OH)+Malonylcarnitine (C3-DC)/Decanoylcarnitine (C10) [Molar ratio] in Dried blood spot
1386 | No | Fatty Acid | 57084-6 | OBX | 53179-8 | OBX | 3 | 53179-8 |  |  | 3-Hydroxyoctanoylcarnitine (C8-OH)+Malonylcarnitine (C3-DC)/Decanoylcarnitine (C10) [Molar ratio] in Dried blood spot | Observation Identifier | Numeric | [0..1] | O |  |  |  | 53179-8^3-Hydroxyoctanoylcarnitine (C8-OH)+Malonylcarnitine (C3-DC)/Decanoylcarnitine (C10) [Molar ratio] in Dried blood spot^LN | Not found
1387 | No | Fatty Acid | 57084-6 | OBX | 53179-8 | OBX | 5 | 53179-8 |  |  | 3-Hydroxyoctanoylcarnitine (C8-OH)+Malonylcarnitine (C3-DC)/Decanoylcarnitine (C10) [Molar ratio] in Dried blood spot | Observation Value | [6 empty] | 0 | Not found
1388 | No | Fatty Acid | 57084-6 | OBX | 53179-8 | OBX | 6 | 53179-8 |  |  | 3-Hydroxyoctanoylcarnitine (C8-OH)+Malonylcarnitine (C3-DC)/Decanoylcarnitine (C10) [Molar ratio] in Dried blood spot | Units | [6 empty] | 0 | Not found
1389 | No | Fatty Acid | 57084-6 | OBX | 53179-8 | OBX | 2 | 53179-8 |  |  | Value Type | Value Type | [6 empty] | NM | Not found
1390 | No | Fatty Acid | 57084-6 | OBX | 53179-8 | OBX | 4 | 53179-8 |  |  | 3-Hydroxyoctanoylcarnitine (C8-OH)+Malonylcarnitine (C3-DC)/Decanoylcarnitine (C10) [Molar ratio] in Dried blood spot | Observation Sub-ID | [6 empty] | 0 | Not found
1391 | No | Fatty Acid | 57084-6 | OBX | 53179-8 | OBX | 11 | 53179-8 |  |  | Observation Result Status | Observation Result Status | [5 empty] | F | F | Not found
1392 | No | Fatty Acid | 57084-6 | OBX | 53179-8 | OBX | 19 | 53179-8 |  |  | 3-Hydroxyoctanoylcarnitine (C8-OH)+Malonylcarnitine (C3-DC)/Decanoylcarnitine (C10) [Molar ratio] in Dried blood spot | Date/Time of the Analysis | [6 empty] | 0 | Not found
1393 | No | Fatty Acid | 57084-6 | OBX | 53179-8 | OBX | 29 | 53179-8 |  |  | Observation Type | Observation Type | [6 empty] | 0 | Not found
1394 | No | Fatty Acid |  | OBX | [7 empty] | Decadienoylcarnitine (C10:2) [Moles/volume] in Dried blood spot
1395 | No | Fatty Acid | 57084-6 | OBX | 53180-6 | OBX | 3 | 53180-6 |  |  | Decadienoylcarnitine (C10:2) [Moles/volume] in Dried blood spot | Observation Identifier | Numeric | [0..1] | O |  |  |  | 53180-6^Decadienoylcarnitine (C10:2) [Moles/volume] in Dried blood spot^LN | Not found
1396 | No | Fatty Acid | 57084-6 | OBX | 53180-6 | OBX | 5 | 53180-6 |  |  | Decadienoylcarnitine (C10:2) [Moles/volume] in Dried blood spot | Observation Value | [6 empty] | 0 | Not found
1397 | No | Fatty Acid | 57084-6 | OBX | 53180-6 | OBX | 6 | 53180-6 |  |  | Decadienoylcarnitine (C10:2) [Moles/volume] in Dried blood spot | Units | [6 empty] | 0 | Not found
1398 | No | Fatty Acid | 57084-6 | OBX | 53180-6 | OBX | 2 | 53180-6 |  |  | Value Type | Value Type | [6 empty] | NM | Not found
1399 | No | Fatty Acid | 57084-6 | OBX | 53180-6 | OBX | 4 | 53180-6 |  |  | Decadienoylcarnitine (C10:2) [Moles/volume] in Dried blood spot | Observation Sub-ID | [6 empty] | 0 | Not found
1400 | No | Fatty Acid | 57084-6 | OBX | 53180-6 | OBX | 11 | 53180-6 |  |  | Observation Result Status | Observation Result Status | [5 empty] | F | F | Not found
1401 | No | Fatty Acid | 57084-6 | OBX | 53180-6 | OBX | 19 | 53180-6 |  |  | Decadienoylcarnitine (C10:2) [Moles/volume] in Dried blood spot | Date/Time of the Analysis | [6 empty] | 0 | Not found
1402 | No | Fatty Acid | 57084-6 | OBX | 53180-6 | OBX | 29 | 53180-6 |  |  | Observation Type | Observation Type | [6 empty] | 0 | Not found
1403 | No | Fatty Acid |  | OBX | [7 empty] | Decenoylcarnitine (C10:1) [Moles/volume] in Dried blood spot
1404 | No | Fatty Acid | 57084-6 | OBX | 45198-9 | OBX | 3 | 45198-9 |  |  | Decenoylcarnitine (C10:1) [Moles/volume] in Dried blood spot | Observation Identifier | Numeric | [0..1] | O |  |  |  | 45198-9^Decenoylcarnitine (C10:1) [Moles/volume] in Dried blood spot^LN | Not found
1405 | No | Fatty Acid | 57084-6 | OBX | 45198-9 | OBX | 5 | 45198-9 |  |  | Decenoylcarnitine (C10:1) [Moles/volume] in Dried blood spot | Observation Value | [6 empty] | 0 | Not found
1406 | No | Fatty Acid | 57084-6 | OBX | 45198-9 | OBX | 6 | 45198-9 |  |  | Decenoylcarnitine (C10:1) [Moles/volume] in Dried blood spot | Units | [6 empty] | 0 | Not found
1407 | No | Fatty Acid | 57084-6 | OBX | 45198-9 | OBX | 2 | 45198-9 |  |  | Value Type | Value Type | [6 empty] | NM | Not found
1408 | No | Fatty Acid | 57084-6 | OBX | 45198-9 | OBX | 4 | 45198-9 |  |  | Decenoylcarnitine (C10:1) [Moles/volume] in Dried blood spot | Observation Sub-ID | [6 empty] | 0 | Not found
1409 | No | Fatty Acid | 57084-6 | OBX | 45198-9 | OBX | 11 | 45198-9 |  |  | Observation Result Status | Observation Result Status | [5 empty] | F | F | Not found
1410 | No | Fatty Acid | 57084-6 | OBX | 45198-9 | OBX | 19 | 45198-9 |  |  | Decenoylcarnitine (C10:1) [Moles/volume] in Dried blood spot | Date/Time of the Analysis | [6 empty] | 0 | Not found
1411 | No | Fatty Acid | 57084-6 | OBX | 45198-9 | OBX | 29 | 45198-9 |  |  | Observation Type | Observation Type | [6 empty] | 0 | Not found
1412 |  | Fatty Acid |  | OBX | [7 empty] | Decanoylcarnitine (C10) [Moles/volume] in Dried blood spot
1413 |  | Fatty Acid | 57084-6 | OBX | 45197-1 | OBX | 3 | 45197-1 |  |  | Decanoylcarnitine (C10) [Moles/volume] in Dried blood spot | Observation Identifier | Numeric | [0..1] | O |  |  |  | 45197-1^Decanoylcarnitine (C10) [Moles/volume] in Dried blood spot^LN | 45197-1^Decanoylcarnitine (C10) [Moles/volume] in Dried blood spot^LN | Match
1414 |  | Fatty Acid | 57084-6 | OBX | 45197-1 | OBX | 5 | 45197-1 |  |  | Decanoylcarnitine (C10) [Moles/volume] in Dried blood spot | Observation Value | [5 empty] | 0.1 | 0.1 | 0.1 | Match
1415 |  | Fatty Acid | 57084-6 | OBX | 45197-1 | OBX | 6 | 45197-1 |  |  | Decanoylcarnitine (C10) [Moles/volume] in Dried blood spot | Units | [5 empty] | umol/L^micromole per liter^UCUM | umol/L^micromole per liter^UCUM | umol/L^micromole per liter^UCUM | Match
1416 |  | Fatty Acid | 57084-6 | OBX | 45197-1 | OBX | 2 | 45197-1 |  |  | Value Type | Value Type | [6 empty] | NM | NM | Match
1417 |  | Fatty Acid | 57084-6 | OBX | 45197-1 | OBX | 4 | 45197-1 |  |  | Decanoylcarnitine (C10) [Moles/volume] in Dried blood spot | Observation Sub-ID | [6 empty] | 0 | 0 | Match
1418 |  | Fatty Acid | 57084-6 | OBX | 45197-1 | OBX | 11 | 45197-1 |  |  | Observation Result Status | Observation Result Status | [5 empty] | F | F | F | Match
1419 |  | Fatty Acid | 57084-6 | OBX | 45197-1 | OBX | 19 | 45197-1 |  |  | Decanoylcarnitine (C10) [Moles/volume] in Dried blood spot | Date/Time of the Analysis | [5 empty] | 201702281252-0500 | 201702281252-0500 | 201702291252-0500
1420 |  | Fatty Acid | 57084-6 | OBX | 45197-1 | OBX | 29 | 45197-1 |  |  | Observation Type | Observation Type | [5 empty] | RSLT | RSLT | RSLT | Match
1421 | No | Fatty Acid |  | OBX | [7 empty] | 3-Hydroxydecenoylcarnitine (C10:1-OH) [Moles/volume] in Dried blood spot
1422 | No | Fatty Acid | 57084-6 | OBX | 53182-2 | OBX | 3 | 53182-2 |  |  | 3-Hydroxydecenoylcarnitine (C10:1-OH) [Moles/volume] in Dried blood spot | Observation Identifier | Numeric | [0..1] | O |  |  |  | 53182-2^3-Hydroxydecenoylcarnitine (C10:1-OH) [Moles/volume] in Dried blood spot^LN | Not found
1423 | No | Fatty Acid | 57084-6 | OBX | 53182-2 | OBX | 5 | 53182-2 |  |  | 3-Hydroxydecenoylcarnitine (C10:1-OH) [Moles/volume] in Dried blood spot | Observation Value | [6 empty] | 0 | Not found
1424 | No | Fatty Acid | 57084-6 | OBX | 53182-2 | OBX | 6 | 53182-2 |  |  | 3-Hydroxydecenoylcarnitine (C10:1-OH) [Moles/volume] in Dried blood spot | Units | [6 empty] | 0 | Not found
1425 | No | Fatty Acid | 57084-6 | OBX | 53182-2 | OBX | 2 | 53182-2 |  |  | Value Type | Value Type | [6 empty] | NM | Not found
1426 | No | Fatty Acid | 57084-6 | OBX | 53182-2 | OBX | 4 | 53182-2 |  |  | 3-Hydroxydecenoylcarnitine (C10:1-OH) [Moles/volume] in Dried blood spot | Observation Sub-ID | [6 empty] | 0 | Not found
1427 | No | Fatty Acid | 57084-6 | OBX | 53182-2 | OBX | 11 | 53182-2 |  |  | Observation Result Status | Observation Result Status | [5 empty] | F | F | Not found
1428 | No | Fatty Acid | 57084-6 | OBX | 53182-2 | OBX | 19 | 53182-2 |  |  | 3-Hydroxydecenoylcarnitine (C10:1-OH) [Moles/volume] in Dried blood spot | Date/Time of the Analysis | [6 empty] | 0 | Not found
1429 | No | Fatty Acid | 57084-6 | OBX | 53182-2 | OBX | 29 | 53182-2 |  |  | Observation Type | Observation Type | [6 empty] | 0 | Not found
1430 | No | Fatty Acid |  | OBX | [7 empty] | Glutarylcarnitine (C5- DC)+3-Hydroxydecanoylcarnitine (C10-OH) [Moles/volume] in Dried blood spot
1431 | No | Fatty Acid | 57084-6 | OBX | 53183-0 | OBX | 3 | 53183-0 |  |  | Glutarylcarnitine (C5- DC)+3-Hydroxydecanoylcarnitine (C10-OH) [Moles/volume] in Dried blood spot | Observation Identifier | Numeric | [0..1] | O |  |  |  | 53183-0^Glutarylcarnitine (C5- DC)+3-Hydroxydecanoylcarnitine (C10-OH) [Moles/volume] in Dried blood spot^LN | Not found
1432 | No | Fatty Acid | 57084-6 | OBX | 53183-0 | OBX | 5 | 53183-0 |  |  | Glutarylcarnitine (C5- DC)+3-Hydroxydecanoylcarnitine (C10-OH) [Moles/volume] in Dried blood spot | Observation Value | [6 empty] | 0 | Not found
1433 | No | Fatty Acid | 57084-6 | OBX | 53183-0 | OBX | 6 | 53183-0 |  |  | Glutarylcarnitine (C5- DC)+3-Hydroxydecanoylcarnitine (C10-OH) [Moles/volume] in Dried blood spot | Units | [6 empty] | 0 | Not found
1434 | No | Fatty Acid | 57084-6 | OBX | 53183-0 | OBX | 2 | 53183-0 |  |  | Value Type | Value Type | [6 empty] | NM | Not found
1435 | No | Fatty Acid | 57084-6 | OBX | 53183-0 | OBX | 4 | 53183-0 |  |  | Glutarylcarnitine (C5- DC)+3-Hydroxydecanoylcarnitine (C10-OH) [Moles/volume] in Dried blood spot | Observation Sub-ID | [6 empty] | 0 | Not found
1436 | No | Fatty Acid | 57084-6 | OBX | 53183-0 | OBX | 11 | 53183-0 |  |  | Observation Result Status | Observation Result Status | [5 empty] | F | F | Not found
1437 | No | Fatty Acid | 57084-6 | OBX | 53183-0 | OBX | 19 | 53183-0 |  |  | Glutarylcarnitine (C5- DC)+3-Hydroxydecanoylcarnitine (C10-OH) [Moles/volume] in Dried blood spot | Date/Time of the Analysis | [6 empty] | 0 | Not found
1438 | No | Fatty Acid | 57084-6 | OBX | 53183-0 | OBX | 29 | 53183-0 |  |  | Observation Type | Observation Type | [6 empty] | 0 | Not found
1439 | No | Fatty Acid |  | OBX | [7 empty] | Glutarylcarnitine (C5- DC)+3-Hydroxydecanoylcarnitine (C10-OH) [Moles/volume] in Dried blood spot
1440 | No | Fatty Acid | 57084-6 | OBX | 53183-0 | OBX | 3 | 53183-0 |  |  | Glutarylcarnitine (C5- DC)+3-Hydroxydecanoylcarnitine (C10-OH) [Moles/volume] in Dried blood spot | Observation Identifier | Numeric | [0..1] | O |  |  |  | 53183-0^Glutarylcarnitine (C5- DC)+3-Hydroxydecanoylcarnitine (C10-OH) [Moles/volume] in Dried blood spot^LN | Not found
1441 | No | Fatty Acid | 57084-6 | OBX | 53183-0 | OBX | 5 | 53183-0 |  |  | Glutarylcarnitine (C5- DC)+3-Hydroxydecanoylcarnitine (C10-OH) [Moles/volume] in Dried blood spot | Observation Value | [6 empty] | 0 | Not found
1442 | No | Fatty Acid | 57084-6 | OBX | 53183-0 | OBX | 6 | 53183-0 |  |  | Glutarylcarnitine (C5- DC)+3-Hydroxydecanoylcarnitine (C10-OH) [Moles/volume] in Dried blood spot | Units | [6 empty] | 0 | Not found
1443 | No | Fatty Acid | 57084-6 | OBX | 53183-0 | OBX | 2 | 53183-0 |  |  | Value Type | Value Type | [6 empty] | NM | Not found
1444 | No | Fatty Acid | 57084-6 | OBX | 53183-0 | OBX | 4 | 53183-0 |  |  | Glutarylcarnitine (C5- DC)+3-Hydroxydecanoylcarnitine (C10-OH) [Moles/volume] in Dried blood spot | Observation Sub-ID | [6 empty] | 0 | Not found
1445 | No | Fatty Acid | 57084-6 | OBX | 53183-0 | OBX | 11 | 53183-0 |  |  | Observation Result Status | Observation Result Status | [5 empty] | F | F | Not found
1446 | No | Fatty Acid | 57084-6 | OBX | 53183-0 | OBX | 19 | 53183-0 |  |  | Glutarylcarnitine (C5- DC)+3-Hydroxydecanoylcarnitine (C10-OH) [Moles/volume] in Dried blood spot | Date/Time of the Analysis | [6 empty] | 0 | Not found
1447 | No | Fatty Acid | 57084-6 | OBX | 53183-0 | OBX | 29 | 53183-0 |  |  | Observation Type | Observation Type | [6 empty] | 0 | Not found
1448 | No | Fatty Acid |  | OBX | [7 empty] | Glutarylcarnitine (C5- DC)+3-Hydroxydecanoylcarnitine (C10-OH)/Butyrylcarnitine+Isobu tyrylcarnitine (C4) [Molar ratio] in Dried blood spot
1449 | No | Fatty Acid | 57084-6 | OBX | 53403-2 | OBX | 3 | 53403-2 |  |  | Glutarylcarnitine (C5- DC)+3-Hydroxydecanoylcarnitine (C10-OH)/Butyrylcarnitine+Isobu tyrylcarnitine (C4) [Molar ratio] in Dried blood spot | Observation Identifier | Numeric | [0..1] | O |  |  |  | 53403-2^Glutarylcarnitine (C5- DC)+3-Hydroxydecanoylcarnitine (C10-OH)/Butyrylcarnitine+Isobu tyrylcarnitine (C4) [Molar ratio] in Dried blood spot^LN | Not found
1450 | No | Fatty Acid | 57084-6 | OBX | 53403-2 | OBX | 5 | 53403-2 |  |  | Glutarylcarnitine (C5- DC)+3-Hydroxydecanoylcarnitine (C10-OH)/Butyrylcarnitine+Isobu tyrylcarnitine (C4) [Molar ratio] in Dried blood spot | Observation Value | [6 empty] | 0 | Not found
1451 | No | Fatty Acid | 57084-6 | OBX | 53403-2 | OBX | 6 | 53403-2 |  |  | Glutarylcarnitine (C5- DC)+3-Hydroxydecanoylcarnitine (C10-OH)/Butyrylcarnitine+Isobu tyrylcarnitine (C4) [Molar ratio] in Dried blood spot | Units | [6 empty] | 0 | Not found
1452 | No | Fatty Acid | 57084-6 | OBX | 53403-2 | OBX | 2 | 53403-2 |  |  | Value Type | Value Type | [6 empty] | NM | Not found
1453 | No | Fatty Acid | 57084-6 | OBX | 53403-2 | OBX | 4 | 53403-2 |  |  | Glutarylcarnitine (C5- DC)+3-Hydroxydecanoylcarnitine (C10-OH)/Butyrylcarnitine+Isobu tyrylcarnitine (C4) [Molar ratio] in Dried blood spot | Observation Sub-ID | [6 empty] | 0 | Not found
1454 | No | Fatty Acid | 57084-6 | OBX | 53403-2 | OBX | 11 | 53403-2 |  |  | Observation Result Status | Observation Result Status | [5 empty] | F | F | Not found
1455 | No | Fatty Acid | 57084-6 | OBX | 53403-2 | OBX | 19 | 53403-2 |  |  | Glutarylcarnitine (C5- DC)+3-Hydroxydecanoylcarnitine (C10-OH)/Butyrylcarnitine+Isobu tyrylcarnitine (C4) [Molar ratio] in Dried blood spot | Date/Time of the Analysis | [6 empty] | 0 | Not found
1456 | No | Fatty Acid | 57084-6 | OBX | 53403-2 | OBX | 29 | 53403-2 |  |  | Observation Type | Observation Type | [6 empty] | 0 | Not found
1457 | No | Fatty Acid |  | OBX | [7 empty] | Glutarylcarnitine (C5- DC)+3-Hydroxydecanoylcarnitine (C10-OH)/Butyrylcarnitine+Isobu tyrylcarnitine (C4) [Molar ratio] in Dried blood spot
1458 | No | Fatty Acid | 57084-6 | OBX | 53403-2 | OBX | 3 | 53403-2 |  |  | Glutarylcarnitine (C5- DC)+3-Hydroxydecanoylcarnitine (C10-OH)/Butyrylcarnitine+Isobu tyrylcarnitine (C4) [Molar ratio] in Dried blood spot | Observation Identifier | Numeric | [0..1] | O |  |  |  | 53403-2^Glutarylcarnitine (C5- DC)+3-Hydroxydecanoylcarnitine (C10-OH)/Butyrylcarnitine+Isobu tyrylcarnitine (C4) [Molar ratio] in Dried blood spot^LN | Not found
1459 | No | Fatty Acid | 57084-6 | OBX | 53403-2 | OBX | 5 | 53403-2 |  |  | Glutarylcarnitine (C5- DC)+3-Hydroxydecanoylcarnitine (C10-OH)/Butyrylcarnitine+Isobu tyrylcarnitine (C4) [Molar ratio] in Dried blood spot | Observation Value | [6 empty] | 0 | Not found
1460 | No | Fatty Acid | 57084-6 | OBX | 53403-2 | OBX | 6 | 53403-2 |  |  | Glutarylcarnitine (C5- DC)+3-Hydroxydecanoylcarnitine (C10-OH)/Butyrylcarnitine+Isobu tyrylcarnitine (C4) [Molar ratio] in Dried blood spot | Units | [6 empty] | 0 | Not found
1461 | No | Fatty Acid | 57084-6 | OBX | 53403-2 | OBX | 2 | 53403-2 |  |  | Value Type | Value Type | [6 empty] | NM | Not found
1462 | No | Fatty Acid | 57084-6 | OBX | 53403-2 | OBX | 4 | 53403-2 |  |  | Glutarylcarnitine (C5- DC)+3-Hydroxydecanoylcarnitine (C10-OH)/Butyrylcarnitine+Isobu tyrylcarnitine (C4) [Molar ratio] in Dried blood spot | Observation Sub-ID | [6 empty] | 0 | Not found
1463 | No | Fatty Acid | 57084-6 | OBX | 53403-2 | OBX | 11 | 53403-2 |  |  | Observation Result Status | Observation Result Status | [5 empty] | F | F | Not found
1464 | No | Fatty Acid | 57084-6 | OBX | 53403-2 | OBX | 19 | 53403-2 |  |  | Glutarylcarnitine (C5- DC)+3-Hydroxydecanoylcarnitine (C10-OH)/Butyrylcarnitine+Isobu tyrylcarnitine (C4) [Molar ratio] in Dried blood spot | Date/Time of the Analysis | [6 empty] | 0 | Not found
1465 | No | Fatty Acid | 57084-6 | OBX | 53403-2 | OBX | 29 | 53403-2 |  |  | Observation Type | Observation Type | [6 empty] | 0 | Not found
1466 | No | Fatty Acid |  | OBX | [7 empty] | Glutarylcarnitine (C5- DC)+3-Hydroxydecanoylcarnitine (C10-OH)/3-Hydroxyisovalerylcarnitine (C5-OH) [Molar ratio] in Dried blood spot
1467 | No | Fatty Acid | 57084-6 | OBX | 53184-8 | OBX | 3 | 53184-8 |  |  | Glutarylcarnitine (C5- DC)+3-Hydroxydecanoylcarnitine (C10-OH)/3-Hydroxyisovalerylcarnitine (C5-OH) [Molar ratio] in Dried blood spot | Observation Identifier | Numeric | [0..1] | O |  |  |  | 53184-8^Glutarylcarnitine (C5- DC)+3-Hydroxydecanoylcarnitine (C10-OH)/3-Hydroxyisovalerylcarnitine (C5-OH) [Molar ratio] in Dried blood spot^LN | Not found
1468 | No | Fatty Acid | 57084-6 | OBX | 53184-8 | OBX | 5 | 53184-8 |  |  | Glutarylcarnitine (C5- DC)+3-Hydroxydecanoylcarnitine (C10-OH)/3-Hydroxyisovalerylcarnitine (C5-OH) [Molar ratio] in Dried blood spot | Observation Value | [6 empty] | 0 | Not found
1469 | No | Fatty Acid | 57084-6 | OBX | 53184-8 | OBX | 6 | 53184-8 |  |  | Glutarylcarnitine (C5- DC)+3-Hydroxydecanoylcarnitine (C10-OH)/3-Hydroxyisovalerylcarnitine (C5-OH) [Molar ratio] in Dried blood spot | Units | [6 empty] | 0 | Not found
1470 | No | Fatty Acid | 57084-6 | OBX | 53184-8 | OBX | 2 | 53184-8 |  |  | Value Type | Value Type | [6 empty] | NM | Not found
1471 | No | Fatty Acid | 57084-6 | OBX | 53184-8 | OBX | 4 | 53184-8 |  |  | Glutarylcarnitine (C5- DC)+3-Hydroxydecanoylcarnitine (C10-OH)/3-Hydroxyisovalerylcarnitine (C5-OH) [Molar ratio] in Dried blood spot | Observation Sub-ID | [6 empty] | 0 | Not found
1472 | No | Fatty Acid | 57084-6 | OBX | 53184-8 | OBX | 11 | 53184-8 |  |  | Observation Result Status | Observation Result Status | [5 empty] | F | F | Not found
1473 | No | Fatty Acid | 57084-6 | OBX | 53184-8 | OBX | 19 | 53184-8 |  |  | Glutarylcarnitine (C5- DC)+3-Hydroxydecanoylcarnitine (C10-OH)/3-Hydroxyisovalerylcarnitine (C5-OH) [Molar ratio] in Dried blood spot | Date/Time of the Analysis | [6 empty] | 0 | Not found
1474 | No | Fatty Acid | 57084-6 | OBX | 53184-8 | OBX | 29 | 53184-8 |  |  | Observation Type | Observation Type | [6 empty] | 0 | Not found
1475 | No | Fatty Acid |  | OBX | [7 empty] | Glutarylcarnitine (C5- DC)+3-Hydroxydecanoylcarnitine (C10-OH)/3-Hydroxyisovalerylcarnitine (C5-OH) [Molar ratio] in Dried blood spot
1476 | No | Fatty Acid | 57084-6 | OBX | 53184-8 | OBX | 3 | 53184-8 |  |  | Glutarylcarnitine (C5- DC)+3-Hydroxydecanoylcarnitine (C10-OH)/3-Hydroxyisovalerylcarnitine (C5-OH) [Molar ratio] in Dried blood spot | Observation Identifier | Numeric | [0..1] | O |  |  |  | 53184-8^Glutarylcarnitine (C5- DC)+3-Hydroxydecanoylcarnitine (C10-OH)/3-Hydroxyisovalerylcarnitine (C5-OH) [Molar ratio] in Dried blood spot^LN | Not found
1477 | No | Fatty Acid | 57084-6 | OBX | 53184-8 | OBX | 5 | 53184-8 |  |  | Glutarylcarnitine (C5- DC)+3-Hydroxydecanoylcarnitine (C10-OH)/3-Hydroxyisovalerylcarnitine (C5-OH) [Molar ratio] in Dried blood spot | Observation Value | [6 empty] | 0 | Not found
1478 | No | Fatty Acid | 57084-6 | OBX | 53184-8 | OBX | 6 | 53184-8 |  |  | Glutarylcarnitine (C5- DC)+3-Hydroxydecanoylcarnitine (C10-OH)/3-Hydroxyisovalerylcarnitine (C5-OH) [Molar ratio] in Dried blood spot | Units | [6 empty] | 0 | Not found
1479 | No | Fatty Acid | 57084-6 | OBX | 53184-8 | OBX | 2 | 53184-8 |  |  | Value Type | Value Type | [6 empty] | NM | Not found
1480 | No | Fatty Acid | 57084-6 | OBX | 53184-8 | OBX | 4 | 53184-8 |  |  | Glutarylcarnitine (C5- DC)+3-Hydroxydecanoylcarnitine (C10-OH)/3-Hydroxyisovalerylcarnitine (C5-OH) [Molar ratio] in Dried blood spot | Observation Sub-ID | [6 empty] | 0 | Not found
1481 | No | Fatty Acid | 57084-6 | OBX | 53184-8 | OBX | 11 | 53184-8 |  |  | Observation Result Status | Observation Result Status | [5 empty] | F | F | Not found
1482 | No | Fatty Acid | 57084-6 | OBX | 53184-8 | OBX | 19 | 53184-8 |  |  | Glutarylcarnitine (C5- DC)+3-Hydroxydecanoylcarnitine (C10-OH)/3-Hydroxyisovalerylcarnitine (C5-OH) [Molar ratio] in Dried blood spot | Date/Time of the Analysis | [6 empty] | 0 | Not found
1483 | No | Fatty Acid | 57084-6 | OBX | 53184-8 | OBX | 29 | 53184-8 |  |  | Observation Type | Observation Type | [6 empty] | 0 | Not found
1484 | No | Fatty Acid |  | OBX | [7 empty] | Glutarylcarnitine (C5- DC)+3-Hydroxydecanoylcarnitine (C10-OH)/Octanoylcarnitine (C8) [Molar ratio] in Dried blood spot
1485 | No | Fatty Acid | 57084-6 | OBX | 53185-5 | OBX | 3 | 53185-5 |  |  | Glutarylcarnitine (C5- DC)+3-Hydroxydecanoylcarnitine (C10-OH)/Octanoylcarnitine (C8) [Molar ratio] in Dried blood spot | Observation Identifier | Numeric | [0..1] | O |  |  |  | 53185-5^Glutarylcarnitine (C5- DC)+3-Hydroxydecanoylcarnitine (C10-OH)/Octanoylcarnitine (C8) [Molar ratio] in Dried blood spot^LN | Not found
1486 | No | Fatty Acid | 57084-6 | OBX | 53185-5 | OBX | 5 | 53185-5 |  |  | Glutarylcarnitine (C5- DC)+3-Hydroxydecanoylcarnitine (C10-OH)/Octanoylcarnitine (C8) [Molar ratio] in Dried blood spot | Observation Value | [6 empty] | 0 | Not found
1487 | No | Fatty Acid | 57084-6 | OBX | 53185-5 | OBX | 6 | 53185-5 |  |  | Glutarylcarnitine (C5- DC)+3-Hydroxydecanoylcarnitine (C10-OH)/Octanoylcarnitine (C8) [Molar ratio] in Dried blood spot | Units | [6 empty] | 0 | Not found
1488 | No | Fatty Acid | 57084-6 | OBX | 53185-5 | OBX | 2 | 53185-5 |  |  | Value Type | Value Type | [6 empty] | NM | Not found
1489 | No | Fatty Acid | 57084-6 | OBX | 53185-5 | OBX | 4 | 53185-5 |  |  | Glutarylcarnitine (C5- DC)+3-Hydroxydecanoylcarnitine (C10-OH)/Octanoylcarnitine (C8) [Molar ratio] in Dried blood spot | Observation Sub-ID | [6 empty] | 0 | Not found
1490 | No | Fatty Acid | 57084-6 | OBX | 53185-5 | OBX | 11 | 53185-5 |  |  | Observation Result Status | Observation Result Status | [5 empty] | F | F | Not found
1491 | No | Fatty Acid | 57084-6 | OBX | 53185-5 | OBX | 19 | 53185-5 |  |  | Glutarylcarnitine (C5- DC)+3-Hydroxydecanoylcarnitine (C10-OH)/Octanoylcarnitine (C8) [Molar ratio] in Dried blood spot | Date/Time of the Analysis | [6 empty] | 0 | Not found
1492 | No | Fatty Acid | 57084-6 | OBX | 53185-5 | OBX | 29 | 53185-5 |  |  | Observation Type | Observation Type | [6 empty] | 0 | Not found
1493 | No | Fatty Acid |  | OBX | [7 empty] | Glutarylcarnitine (C5- DC)+3-Hydroxydecanoylcarnitine (C10-OH)/Octanoylcarnitine (C8) [Molar ratio] in Dried blood spot
1494 | No | Fatty Acid | 57084-6 | OBX | 53185-5 | OBX | 3 | 53185-5 |  |  | Glutarylcarnitine (C5- DC)+3-Hydroxydecanoylcarnitine (C10-OH)/Octanoylcarnitine (C8) [Molar ratio] in Dried blood spot | Observation Identifier | Numeric | [0..1] | O |  |  |  | 53185-5^Glutarylcarnitine (C5- DC)+3-Hydroxydecanoylcarnitine (C10-OH)/Octanoylcarnitine (C8) [Molar ratio] in Dried blood spot^LN | Not found
1495 | No | Fatty Acid | 57084-6 | OBX | 53185-5 | OBX | 5 | 53185-5 |  |  | Glutarylcarnitine (C5- DC)+3-Hydroxydecanoylcarnitine (C10-OH)/Octanoylcarnitine (C8) [Molar ratio] in Dried blood spot | Observation Value | [6 empty] | 0 | Not found
1496 | No | Fatty Acid | 57084-6 | OBX | 53185-5 | OBX | 6 | 53185-5 |  |  | Glutarylcarnitine (C5- DC)+3-Hydroxydecanoylcarnitine (C10-OH)/Octanoylcarnitine (C8) [Molar ratio] in Dried blood spot | Units | [6 empty] | 0 | Not found
1497 | No | Fatty Acid | 57084-6 | OBX | 53185-5 | OBX | 2 | 53185-5 |  |  | Value Type | Value Type | [6 empty] | NM | Not found
1498 | No | Fatty Acid | 57084-6 | OBX | 53185-5 | OBX | 4 | 53185-5 |  |  | Glutarylcarnitine (C5- DC)+3-Hydroxydecanoylcarnitine (C10-OH)/Octanoylcarnitine (C8) [Molar ratio] in Dried blood spot | Observation Sub-ID | [6 empty] | 0 | Not found
1499 | No | Fatty Acid | 57084-6 | OBX | 53185-5 | OBX | 11 | 53185-5 |  |  | Observation Result Status | Observation Result Status | [5 empty] | F | F | Not found
1500 | No | Fatty Acid | 57084-6 | OBX | 53185-5 | OBX | 19 | 53185-5 |  |  | Glutarylcarnitine (C5- DC)+3-Hydroxydecanoylcarnitine (C10-OH)/Octanoylcarnitine (C8) [Molar ratio] in Dried blood spot | Date/Time of the Analysis | [6 empty] | 0 | Not found
1501 | No | Fatty Acid | 57084-6 | OBX | 53185-5 | OBX | 29 | 53185-5 |  |  | Observation Type | Observation Type | [6 empty] | 0 | Not found
1502 | No | Fatty Acid |  | OBX | [7 empty] | Glutarylcarnitine (C5- DC)+3-Hydroxydecanoylcarnitine (C10-OH)/Palmitoylcarnitine (C16) [Molar ratio] in Dried blood spot
1503 | No | Fatty Acid | 57084-6 | OBX | 53186-3 | OBX | 3 | 53186-3 |  |  | Glutarylcarnitine (C5- DC)+3-Hydroxydecanoylcarnitine (C10-OH)/Palmitoylcarnitine (C16) [Molar ratio] in Dried blood spot | Observation Identifier | Numeric | [0..1] | O |  |  |  | 53186-3^Glutarylcarnitine (C5- DC)+3-Hydroxydecanoylcarnitine (C10-OH)/Palmitoylcarnitine (C16) [Molar ratio] in Dried blood spot^LN | Not found
1504 | No | Fatty Acid | 57084-6 | OBX | 53186-3 | OBX | 5 | 53186-3 |  |  | Glutarylcarnitine (C5- DC)+3-Hydroxydecanoylcarnitine (C10-OH)/Palmitoylcarnitine (C16) [Molar ratio] in Dried blood spot | Observation Value | [6 empty] | 0 | Not found
1505 | No | Fatty Acid | 57084-6 | OBX | 53186-3 | OBX | 6 | 53186-3 |  |  | Glutarylcarnitine (C5- DC)+3-Hydroxydecanoylcarnitine (C10-OH)/Palmitoylcarnitine (C16) [Molar ratio] in Dried blood spot | Units | [6 empty] | 0 | Not found
1506 | No | Fatty Acid | 57084-6 | OBX | 53186-3 | OBX | 2 | 53186-3 |  |  | Value Type | Value Type | [6 empty] | NM | Not found
1507 | No | Fatty Acid | 57084-6 | OBX | 53186-3 | OBX | 4 | 53186-3 |  |  | Glutarylcarnitine (C5- DC)+3-Hydroxydecanoylcarnitine (C10-OH)/Palmitoylcarnitine (C16) [Molar ratio] in Dried blood spot | Observation Sub-ID | [6 empty] | 0 | Not found
1508 | No | Fatty Acid | 57084-6 | OBX | 53186-3 | OBX | 11 | 53186-3 |  |  | Observation Result Status | Observation Result Status | [5 empty] | F | F | Not found
1509 | No | Fatty Acid | 57084-6 | OBX | 53186-3 | OBX | 19 | 53186-3 |  |  | Glutarylcarnitine (C5- DC)+3-Hydroxydecanoylcarnitine (C10-OH)/Palmitoylcarnitine (C16) [Molar ratio] in Dried blood spot | Date/Time of the Analysis | [6 empty] | 0 | Not found
1510 | No | Fatty Acid | 57084-6 | OBX | 53186-3 | OBX | 29 | 53186-3 |  |  | Observation Type | Observation Type | [6 empty] | 0 | Not found
1511 | No | Fatty Acid |  | OBX | [7 empty] | Glutarylcarnitine (C5- DC)+3-Hydroxydecanoylcarnitine (C10-OH)/Palmitoylcarnitine (C16) [Molar ratio] in Dried blood spot
1512 | No | Fatty Acid | 57084-6 | OBX | 53186-3 | OBX | 3 | 53186-3 |  |  | Glutarylcarnitine (C5- DC)+3-Hydroxydecanoylcarnitine (C10-OH)/Palmitoylcarnitine (C16) [Molar ratio] in Dried blood spot | Observation Identifier | Numeric | [0..1] | O |  |  |  | 53186-3^Glutarylcarnitine (C5- DC)+3-Hydroxydecanoylcarnitine (C10-OH)/Palmitoylcarnitine (C16) [Molar ratio] in Dried blood spot^LN | Not found
1513 | No | Fatty Acid | 57084-6 | OBX | 53186-3 | OBX | 5 | 53186-3 |  |  | Glutarylcarnitine (C5- DC)+3-Hydroxydecanoylcarnitine (C10-OH)/Palmitoylcarnitine (C16) [Molar ratio] in Dried blood spot | Observation Value | [6 empty] | 0 | Not found
1514 | No | Fatty Acid | 57084-6 | OBX | 53186-3 | OBX | 6 | 53186-3 |  |  | Glutarylcarnitine (C5- DC)+3-Hydroxydecanoylcarnitine (C10-OH)/Palmitoylcarnitine (C16) [Molar ratio] in Dried blood spot | Units | [6 empty] | 0 | Not found
1515 | No | Fatty Acid | 57084-6 | OBX | 53186-3 | OBX | 2 | 53186-3 |  |  | Value Type | Value Type | [6 empty] | NM | Not found
1516 | No | Fatty Acid | 57084-6 | OBX | 53186-3 | OBX | 4 | 53186-3 |  |  | Glutarylcarnitine (C5- DC)+3-Hydroxydecanoylcarnitine (C10-OH)/Palmitoylcarnitine (C16) [Molar ratio] in Dried blood spot | Observation Sub-ID | [6 empty] | 0 | Not found
1517 | No | Fatty Acid | 57084-6 | OBX | 53186-3 | OBX | 11 | 53186-3 |  |  | Observation Result Status | Observation Result Status | [5 empty] | F | F | Not found
1518 | No | Fatty Acid | 57084-6 | OBX | 53186-3 | OBX | 19 | 53186-3 |  |  | Glutarylcarnitine (C5- DC)+3-Hydroxydecanoylcarnitine (C10-OH)/Palmitoylcarnitine (C16) [Molar ratio] in Dried blood spot | Date/Time of the Analysis | [6 empty] | 0 | Not found
1519 | No | Fatty Acid | 57084-6 | OBX | 53186-3 | OBX | 29 | 53186-3 |  |  | Observation Type | Observation Type | [6 empty] | 0 | Not found
1520 | No | Fatty Acid |  | OBX | [7 empty] | Dodecenoylcarnitine (C12:1) [Moles/volume] in Dried blood spot
1521 | No | Fatty Acid | 57084-6 | OBX | 45200-3 | OBX | 3 | 45200-3 |  |  | Dodecenoylcarnitine (C12:1) [Moles/volume] in Dried blood spot | Observation Identifier | Numeric | [0..1] | O |  |  |  | 45200-3^Dodecenoylcarnitine (C12:1) [Moles/volume] in Dried blood spot^LN | Not found
1522 | No | Fatty Acid | 57084-6 | OBX | 45200-3 | OBX | 5 | 45200-3 |  |  | Dodecenoylcarnitine (C12:1) [Moles/volume] in Dried blood spot | Observation Value | [6 empty] | 0 | Not found
1523 | No | Fatty Acid | 57084-6 | OBX | 45200-3 | OBX | 6 | 45200-3 |  |  | Dodecenoylcarnitine (C12:1) [Moles/volume] in Dried blood spot | Units | [6 empty] | 0 | Not found
1524 | No | Fatty Acid | 57084-6 | OBX | 45200-3 | OBX | 2 | 45200-3 |  |  | Value Type | Value Type | [6 empty] | NM | Not found
1525 | No | Fatty Acid | 57084-6 | OBX | 45200-3 | OBX | 4 | 45200-3 |  |  | Dodecenoylcarnitine (C12:1) [Moles/volume] in Dried blood spot | Observation Sub-ID | [6 empty] | 0 | Not found
1526 | No | Fatty Acid | 57084-6 | OBX | 45200-3 | OBX | 11 | 45200-3 |  |  | Observation Result Status | Observation Result Status | [5 empty] | F | F | Not found
1527 | No | Fatty Acid | 57084-6 | OBX | 45200-3 | OBX | 19 | 45200-3 |  |  | Dodecenoylcarnitine (C12:1) [Moles/volume] in Dried blood spot | Date/Time of the Analysis | [6 empty] | 0 | Not found
1528 | No | Fatty Acid | 57084-6 | OBX | 45200-3 | OBX | 29 | 45200-3 |  |  | Observation Type | Observation Type | [6 empty] | 0 | Not found
1529 | No | Fatty Acid |  | OBX | [7 empty] | Dodecanoylcarnitine (C12) [Moles/volume] in Dried blood spot
1530 | No | Fatty Acid | 57084-6 | OBX | 45199-7 | OBX | 3 | 45199-7 |  |  | Dodecanoylcarnitine (C12) [Moles/volume] in Dried blood spot | Observation Identifier | Numeric | [0..1] | O |  |  |  | 45199-7^Dodecanoylcarnitine (C12) [Moles/volume] in Dried blood spot^LN | Not found
1531 | No | Fatty Acid | 57084-6 | OBX | 45199-7 | OBX | 5 | 45199-7 |  |  | Dodecanoylcarnitine (C12) [Moles/volume] in Dried blood spot | Observation Value | [6 empty] | 0 | Not found
1532 | No | Fatty Acid | 57084-6 | OBX | 45199-7 | OBX | 6 | 45199-7 |  |  | Dodecanoylcarnitine (C12) [Moles/volume] in Dried blood spot | Units | [6 empty] | 0 | Not found
1533 | No | Fatty Acid | 57084-6 | OBX | 45199-7 | OBX | 2 | 45199-7 |  |  | Value Type | Value Type | [6 empty] | NM | Not found
1534 | No | Fatty Acid | 57084-6 | OBX | 45199-7 | OBX | 4 | 45199-7 |  |  | Dodecanoylcarnitine (C12) [Moles/volume] in Dried blood spot | Observation Sub-ID | [6 empty] | 0 | Not found
1535 | No | Fatty Acid | 57084-6 | OBX | 45199-7 | OBX | 11 | 45199-7 |  |  | Observation Result Status | Observation Result Status | [5 empty] | F | F | Not found
1536 | No | Fatty Acid | 57084-6 | OBX | 45199-7 | OBX | 19 | 45199-7 |  |  | Dodecanoylcarnitine (C12) [Moles/volume] in Dried blood spot | Date/Time of the Analysis | [6 empty] | 0 | Not found
1537 | No | Fatty Acid | 57084-6 | OBX | 45199-7 | OBX | 29 | 45199-7 |  |  | Observation Type | Observation Type | [6 empty] | 0 | Not found
1538 | No | Fatty Acid |  | OBX | [7 empty] | 3-Hydroxydodecenoylcarnitin e (C12:1-OH)[Moles/volume] in Dried blood spot
1539 | No | Fatty Acid | 57084-6 | OBX | 53188-9 | OBX | 3 | 53188-9 |  |  | 3-Hydroxydodecenoylcarnitin e (C12:1-OH)[Moles/volume] in Dried blood spot | Observation Identifier | Numeric | [0..1] | O |  |  |  | 53188-9^3-Hydroxydodecenoylcarnitin e (C12:1-OH)[Moles/volume] in Dried blood spot^LN | Not found
1540 | No | Fatty Acid | 57084-6 | OBX | 53188-9 | OBX | 5 | 53188-9 |  |  | 3-Hydroxydodecenoylcarnitin e (C12:1-OH)[Moles/volume] in Dried blood spot | Observation Value | [6 empty] | 0 | Not found
1541 | No | Fatty Acid | 57084-6 | OBX | 53188-9 | OBX | 6 | 53188-9 |  |  | 3-Hydroxydodecenoylcarnitin e (C12:1-OH)[Moles/volume] in Dried blood spot | Units | [6 empty] | 0 | Not found
1542 | No | Fatty Acid | 57084-6 | OBX | 53188-9 | OBX | 2 | 53188-9 |  |  | Value Type | Value Type | [6 empty] | NM | Not found
1543 | No | Fatty Acid | 57084-6 | OBX | 53188-9 | OBX | 4 | 53188-9 |  |  | 3-Hydroxydodecenoylcarnitin e (C12:1-OH)[Moles/volume] in Dried blood spot | Observation Sub-ID | [6 empty] | 0 | Not found
1544 | No | Fatty Acid | 57084-6 | OBX | 53188-9 | OBX | 11 | 53188-9 |  |  | Observation Result Status | Observation Result Status | [5 empty] | F | F | Not found
1545 | No | Fatty Acid | 57084-6 | OBX | 53188-9 | OBX | 19 | 53188-9 |  |  | 3-Hydroxydodecenoylcarnitin e (C12:1-OH)[Moles/volume] in Dried blood spot | Date/Time of the Analysis | [6 empty] | 0 | Not found
1546 | No | Fatty Acid | 57084-6 | OBX | 53188-9 | OBX | 29 | 53188-9 |  |  | Observation Type | Observation Type | [6 empty] | 0 | Not found
1547 | No | Fatty Acid |  | OBX | [7 empty] | 3-Hydroxydodecanoylcarnitin e (C12-OH) [Moles/volume] in Dried blood spot
1548 | No | Fatty Acid | 57084-6 | OBX | 53189-7 | OBX | 3 | 53189-7 |  |  | 3-Hydroxydodecanoylcarnitin e (C12-OH) [Moles/volume] in Dried blood spot | Observation Identifier | Numeric | [0..1] | O |  |  |  | 53189-7^3-Hydroxydodecanoylcarnitin e (C12-OH) [Moles/volume] in Dried blood spot^LN | Not found
1549 | No | Fatty Acid | 57084-6 | OBX | 53189-7 | OBX | 5 | 53189-7 |  |  | 3-Hydroxydodecanoylcarnitin e (C12-OH) [Moles/volume] in Dried blood spot | Observation Value | [6 empty] | 0 | Not found
1550 | No | Fatty Acid | 57084-6 | OBX | 53189-7 | OBX | 6 | 53189-7 |  |  | 3-Hydroxydodecanoylcarnitin e (C12-OH) [Moles/volume] in Dried blood spot | Units | [6 empty] | 0 | Not found
1551 | No | Fatty Acid | 57084-6 | OBX | 53189-7 | OBX | 2 | 53189-7 |  |  | Value Type | Value Type | [6 empty] | NM | Not found
1552 | No | Fatty Acid | 57084-6 | OBX | 53189-7 | OBX | 4 | 53189-7 |  |  | 3-Hydroxydodecanoylcarnitin e (C12-OH) [Moles/volume] in Dried blood spot | Observation Sub-ID | [6 empty] | 0 | Not found
1553 | No | Fatty Acid | 57084-6 | OBX | 53189-7 | OBX | 11 | 53189-7 |  |  | Observation Result Status | Observation Result Status | [5 empty] | F | F | Not found
1554 | No | Fatty Acid | 57084-6 | OBX | 53189-7 | OBX | 19 | 53189-7 |  |  | 3-Hydroxydodecanoylcarnitin e (C12-OH) [Moles/volume] in Dried blood spot | Date/Time of the Analysis | [6 empty] | 0 | Not found
1555 | No | Fatty Acid | 57084-6 | OBX | 53189-7 | OBX | 29 | 53189-7 |  |  | Observation Type | Observation Type | [6 empty] | 0 | Not found
1556 | No | Fatty Acid |  | OBX | [7 empty] | Tetradecadienoylcarnitine (C14:2) [Moles/volume] in Dried blood spot
1557 | No | Fatty Acid | 57084-6 | OBX | 53190-5 | OBX | 3 | 53190-5 |  |  | Tetradecadienoylcarnitine (C14:2) [Moles/volume] in Dried blood spot | Observation Identifier | Numeric | [0..1] | O |  |  |  | 53190-5^Tetradecadienoylcarnitine (C14:2) [Moles/volume] in Dried blood spot^LN | Not found
1558 | No | Fatty Acid | 57084-6 | OBX | 53190-5 | OBX | 5 | 53190-5 |  |  | Tetradecadienoylcarnitine (C14:2) [Moles/volume] in Dried blood spot | Observation Value | [6 empty] | 0 | Not found
1559 | No | Fatty Acid | 57084-6 | OBX | 53190-5 | OBX | 6 | 53190-5 |  |  | Tetradecadienoylcarnitine (C14:2) [Moles/volume] in Dried blood spot | Units | [6 empty] | 0 | Not found
1560 | No | Fatty Acid | 57084-6 | OBX | 53190-5 | OBX | 2 | 53190-5 |  |  | Value Type | Value Type | [6 empty] | NM | Not found
1561 | No | Fatty Acid | 57084-6 | OBX | 53190-5 | OBX | 4 | 53190-5 |  |  | Tetradecadienoylcarnitine (C14:2) [Moles/volume] in Dried blood spot | Observation Sub-ID | [6 empty] | 0 | Not found
1562 | No | Fatty Acid | 57084-6 | OBX | 53190-5 | OBX | 11 | 53190-5 |  |  | Observation Result Status | Observation Result Status | [5 empty] | F | F | Not found
1563 | No | Fatty Acid | 57084-6 | OBX | 53190-5 | OBX | 19 | 53190-5 |  |  | Tetradecadienoylcarnitine (C14:2) [Moles/volume] in Dried blood spot | Date/Time of the Analysis | [6 empty] | 0 | Not found
1564 | No | Fatty Acid | 57084-6 | OBX | 53190-5 | OBX | 29 | 53190-5 |  |  | Observation Type | Observation Type | [6 empty] | 0 | Not found
1565 |  | Fatty Acid |  | OBX | [7 empty] | Tetradecenoylcarnitine (C14:1) [Moles/volume] in Dried blood spot
1566 |  | Fatty Acid | 57084-6 | OBX | 53191-3 | OBX | 3 | 53191-3 |  |  | Tetradecenoylcarnitine (C14:1) [Moles/volume] in Dried blood spot | Observation Identifier | Numeric | [0..1] | O |  |  |  | 53191-3^Tetradecenoylcarnitine (C14:1) [Moles/volume] in Dried blood spot^LN | 53191-3^Tetradecenoylcarnitine (C14:1) [Moles/volume] in Dried blood spot^LN | Match
1567 |  | Fatty Acid | 57084-6 | OBX | 53191-3 | OBX | 5 | 53191-3 |  |  | Tetradecenoylcarnitine (C14:1) [Moles/volume] in Dried blood spot | Observation Value | [5 empty] | 0.1 | 0.1 | 0.1 | Match
1568 |  | Fatty Acid | 57084-6 | OBX | 53191-3 | OBX | 6 | 53191-3 |  |  | Tetradecenoylcarnitine (C14:1) [Moles/volume] in Dried blood spot | Units | [5 empty] | umol/L^micromole per liter^UCUM | umol/L^micromole per liter^UCUM | umol/L^micromole per liter^UCUM | Match
1569 |  | Fatty Acid | 57084-6 | OBX | 53191-3 | OBX | 2 | 53191-3 |  |  | Value Type | Value Type | [6 empty] | NM | NM | Match
1570 |  | Fatty Acid | 57084-6 | OBX | 53191-3 | OBX | 4 | 53191-3 |  |  | Tetradecenoylcarnitine (C14:1) [Moles/volume] in Dried blood spot | Observation Sub-ID | [6 empty] | 0 | 0 | Match
1571 |  | Fatty Acid | 57084-6 | OBX | 53191-3 | OBX | 11 | 53191-3 |  |  | Observation Result Status | Observation Result Status | [5 empty] | F | F | F | Match
1572 |  | Fatty Acid | 57084-6 | OBX | 53191-3 | OBX | 19 | 53191-3 |  |  | Tetradecenoylcarnitine (C14:1) [Moles/volume] in Dried blood spot | Date/Time of the Analysis | [5 empty] | 201702281252-0500 | 201702281252-0500 | 201702291252-0500
1573 |  | Fatty Acid | 57084-6 | OBX | 53191-3 | OBX | 29 | 53191-3 |  |  | Observation Type | Observation Type | [5 empty] | RSLT | RSLT | RSLT | Match
1574 |  | Fatty Acid |  | OBX | [7 empty] | Tetradecanoylcarnitine (C14) [Moles/volume] in Dried blood spot
1575 |  | Fatty Acid | 57084-6 | OBX | 53192-1 | OBX | 3 | 53192-1 |  |  | Tetradecanoylcarnitine (C14) [Moles/volume] in Dried blood spot | Observation Identifier | Numeric | [0..1] | O |  |  |  | 53192-1^Tetradecanoylcarnitine (C14) [Moles/volume] in Dried blood spot^LN | 53192-1^Tetradecanoylcarnitine (C14) [Moles/volume] in Dried blood spot^LN | Match
1576 |  | Fatty Acid | 57084-6 | OBX | 53192-1 | OBX | 5 | 53192-1 |  |  | Tetradecanoylcarnitine (C14) [Moles/volume] in Dried blood spot | Observation Value | [5 empty] | 0.11 | 0.11 | 0.11 | Match
1577 |  | Fatty Acid | 57084-6 | OBX | 53192-1 | OBX | 6 | 53192-1 |  |  | Tetradecanoylcarnitine (C14) [Moles/volume] in Dried blood spot | Units | [5 empty] | umol/L^micromole per liter^UCUM | umol/L^micromole per liter^UCUM | umol/L^micromole per liter^UCUM | Match
1578 |  | Fatty Acid | 57084-6 | OBX | 53192-1 | OBX | 2 | 53192-1 |  |  | Value Type | Value Type | [6 empty] | NM | NM | Match
1579 |  | Fatty Acid | 57084-6 | OBX | 53192-1 | OBX | 4 | 53192-1 |  |  | Tetradecanoylcarnitine (C14) [Moles/volume] in Dried blood spot | Observation Sub-ID | [6 empty] | 0 | 0 | Match
1580 |  | Fatty Acid | 57084-6 | OBX | 53192-1 | OBX | 11 | 53192-1 |  |  | Observation Result Status | Observation Result Status | [5 empty] | F | F | F | Match
1581 |  | Fatty Acid | 57084-6 | OBX | 53192-1 | OBX | 19 | 53192-1 |  |  | Tetradecanoylcarnitine (C14) [Moles/volume] in Dried blood spot | Date/Time of the Analysis | [5 empty] | 201702281252-0500 | 201702281252-0500 | 201702291252-0500
1582 |  | Fatty Acid | 57084-6 | OBX | 53192-1 | OBX | 29 | 53192-1 |  |  | Observation Type | Observation Type | [5 empty] | RSLT | RSLT | RSLT | Match
1583 | No | Fatty Acid |  | OBX | [7 empty] | Tetradecenoylcarnitine (C14:1)/Acetylcarnitine (C2) [Molar ratio] in Dried blood spot
1584 | No | Fatty Acid | 57084-6 | OBX | 53193-9 | OBX | 3 | 53193-9 |  |  | Tetradecenoylcarnitine (C14:1)/Acetylcarnitine (C2) [Molar ratio] in Dried blood spot | Observation Identifier | Numeric | [0..1] | O |  |  |  | 53193-9^Tetradecenoylcarnitine (C14:1)/Acetylcarnitine (C2) [Molar ratio] in Dried blood spot^LN | Not found
1585 | No | Fatty Acid | 57084-6 | OBX | 53193-9 | OBX | 5 | 53193-9 |  |  | Tetradecenoylcarnitine (C14:1)/Acetylcarnitine (C2) [Molar ratio] in Dried blood spot | Observation Value | [6 empty] | 0 | Not found
1586 | No | Fatty Acid | 57084-6 | OBX | 53193-9 | OBX | 6 | 53193-9 |  |  | Tetradecenoylcarnitine (C14:1)/Acetylcarnitine (C2) [Molar ratio] in Dried blood spot | Units | [6 empty] | 0 | Not found
1587 | No | Fatty Acid | 57084-6 | OBX | 53193-9 | OBX | 2 | 53193-9 |  |  | Value Type | Value Type | [6 empty] | NM | Not found
1588 | No | Fatty Acid | 57084-6 | OBX | 53193-9 | OBX | 4 | 53193-9 |  |  | Tetradecenoylcarnitine (C14:1)/Acetylcarnitine (C2) [Molar ratio] in Dried blood spot | Observation Sub-ID | [6 empty] | 0 | Not found
1589 | No | Fatty Acid | 57084-6 | OBX | 53193-9 | OBX | 11 | 53193-9 |  |  | Observation Result Status | Observation Result Status | [5 empty] | F | F | Not found
1590 | No | Fatty Acid | 57084-6 | OBX | 53193-9 | OBX | 19 | 53193-9 |  |  | Tetradecenoylcarnitine (C14:1)/Acetylcarnitine (C2) [Molar ratio] in Dried blood spot | Date/Time of the Analysis | [6 empty] | 0 | Not found
1591 | No | Fatty Acid | 57084-6 | OBX | 53193-9 | OBX | 29 | 53193-9 |  |  | Observation Type | Observation Type | [6 empty] | 0 | Not found
1592 | No | Fatty Acid |  | OBX | [7 empty] | Tetradecenoylcarnitine (C14:1)/Dodecenoylcarnitin e (C12:1) [Molar ratio] in Dried blood spot
1593 | No | Fatty Acid | 57084-6 | OBX | 53194-7 | OBX | 3 | 53194-7 |  |  | Tetradecenoylcarnitine (C14:1)/Dodecenoylcarnitin e (C12:1) [Molar ratio] in Dried blood spot | Observation Identifier | Numeric | [0..1] | O |  |  |  | 53194-7^Tetradecenoylcarnitine (C14:1)/Dodecenoylcarnitin e (C12:1) [Molar ratio] in Dried blood spot^LN | Not found
1594 | No | Fatty Acid | 57084-6 | OBX | 53194-7 | OBX | 5 | 53194-7 |  |  | Tetradecenoylcarnitine (C14:1)/Dodecenoylcarnitin e (C12:1) [Molar ratio] in Dried blood spot | Observation Value | [6 empty] | 0 | Not found
1595 | No | Fatty Acid | 57084-6 | OBX | 53194-7 | OBX | 6 | 53194-7 |  |  | Tetradecenoylcarnitine (C14:1)/Dodecenoylcarnitin e (C12:1) [Molar ratio] in Dried blood spot | Units | [6 empty] | 0 | Not found
1596 | No | Fatty Acid | 57084-6 | OBX | 53194-7 | OBX | 2 | 53194-7 |  |  | Value Type | Value Type | [6 empty] | NM | Not found
1597 | No | Fatty Acid | 57084-6 | OBX | 53194-7 | OBX | 4 | 53194-7 |  |  | Tetradecenoylcarnitine (C14:1)/Dodecenoylcarnitin e (C12:1) [Molar ratio] in Dried blood spot | Observation Sub-ID | [6 empty] | 0 | Not found
1598 | No | Fatty Acid | 57084-6 | OBX | 53194-7 | OBX | 11 | 53194-7 |  |  | Observation Result Status | Observation Result Status | [5 empty] | F | F | Not found
1599 | No | Fatty Acid | 57084-6 | OBX | 53194-7 | OBX | 19 | 53194-7 |  |  | Tetradecenoylcarnitine (C14:1)/Dodecenoylcarnitin e (C12:1) [Molar ratio] in Dried blood spot | Date/Time of the Analysis | [6 empty] | 0 | Not found
1600 | No | Fatty Acid | 57084-6 | OBX | 53194-7 | OBX | 29 | 53194-7 |  |  | Observation Type | Observation Type | [6 empty] | 0 | Not found
1601 | No | Fatty Acid |  | OBX | [7 empty] | Tetradecenoylcarnitine (C14:1)/Palmitoylcarnitine (C16) [Molar ratio] in Dried blood spot
1602 | No | Fatty Acid | 57084-6 | OBX | 53195-4 | OBX | 3 | 53195-4 |  |  | Tetradecenoylcarnitine (C14:1)/Palmitoylcarnitine (C16) [Molar ratio] in Dried blood spot | Observation Identifier | Numeric | [0..1] | O |  |  |  | 53195-4^Tetradecenoylcarnitine (C14:1)/Palmitoylcarnitine (C16) [Molar ratio] in Dried blood spot^LN | Not found
1603 | No | Fatty Acid | 57084-6 | OBX | 53195-4 | OBX | 5 | 53195-4 |  |  | Tetradecenoylcarnitine (C14:1)/Palmitoylcarnitine (C16) [Molar ratio] in Dried blood spot | Observation Value | [6 empty] | 0 | Not found
1604 | No | Fatty Acid | 57084-6 | OBX | 53195-4 | OBX | 6 | 53195-4 |  |  | Tetradecenoylcarnitine (C14:1)/Palmitoylcarnitine (C16) [Molar ratio] in Dried blood spot | Units | [6 empty] | 0 | Not found
1605 | No | Fatty Acid | 57084-6 | OBX | 53195-4 | OBX | 2 | 53195-4 |  |  | Value Type | Value Type | [6 empty] | NM | Not found
1606 | No | Fatty Acid | 57084-6 | OBX | 53195-4 | OBX | 4 | 53195-4 |  |  | Tetradecenoylcarnitine (C14:1)/Palmitoylcarnitine (C16) [Molar ratio] in Dried blood spot | Observation Sub-ID | [6 empty] | 0 | Not found
1607 | No | Fatty Acid | 57084-6 | OBX | 53195-4 | OBX | 11 | 53195-4 |  |  | Observation Result Status | Observation Result Status | [5 empty] | F | F | Not found
1608 | No | Fatty Acid | 57084-6 | OBX | 53195-4 | OBX | 19 | 53195-4 |  |  | Tetradecenoylcarnitine (C14:1)/Palmitoylcarnitine (C16) [Molar ratio] in Dried blood spot | Date/Time of the Analysis | [6 empty] | 0 | Not found
1609 | No | Fatty Acid | 57084-6 | OBX | 53195-4 | OBX | 29 | 53195-4 |  |  | Observation Type | Observation Type | [6 empty] | 0 | Not found
1610 | No | Fatty Acid |  | OBX | [7 empty] | Tetradecenoylcarnitine (C14:1)/Tetradecanoylcarni tine (C14) [Molar ratio] in Dried blood spot
1611 | No | Fatty Acid | 57084-6 | OBX | 70159-9 | OBX | 3 | 70159-9 |  |  | Tetradecenoylcarnitine (C14:1)/Tetradecanoylcarni tine (C14) [Molar ratio] in Dried blood spot | Observation Identifier | Numeric | [0..1] | O |  |  |  | 70159-9^Tetradecenoylcarnitine (C14:1)/Tetradecanoylcarni tine (C14) [Molar ratio] in Dried blood spot^LN | Not found
1612 | No | Fatty Acid | 57084-6 | OBX | 70159-9 | OBX | 5 | 70159-9 |  |  | Tetradecenoylcarnitine (C14:1)/Tetradecanoylcarni tine (C14) [Molar ratio] in Dried blood spot | Observation Value | [6 empty] | 0 | Not found
1613 | No | Fatty Acid | 57084-6 | OBX | 70159-9 | OBX | 6 | 70159-9 |  |  | Tetradecenoylcarnitine (C14:1)/Tetradecanoylcarni tine (C14) [Molar ratio] in Dried blood spot | Units | [6 empty] | 0 | Not found
1614 | No | Fatty Acid | 57084-6 | OBX | 70159-9 | OBX | 2 | 70159-9 |  |  | Value Type | Value Type | [6 empty] | NM | Not found
1615 | No | Fatty Acid | 57084-6 | OBX | 70159-9 | OBX | 4 | 70159-9 |  |  | Tetradecenoylcarnitine (C14:1)/Tetradecanoylcarni tine (C14) [Molar ratio] in Dried blood spot | Observation Sub-ID | [6 empty] | 0 | Not found
1616 | No | Fatty Acid | 57084-6 | OBX | 70159-9 | OBX | 11 | 70159-9 |  |  | Observation Result Status | Observation Result Status | [5 empty] | F | F | Not found
1617 | No | Fatty Acid | 57084-6 | OBX | 70159-9 | OBX | 19 | 70159-9 |  |  | Tetradecenoylcarnitine (C14:1)/Tetradecanoylcarni tine (C14) [Molar ratio] in Dried blood spot | Date/Time of the Analysis | [6 empty] | 0 | Not found
1618 | No | Fatty Acid | 57084-6 | OBX | 70159-9 | OBX | 29 | 70159-9 |  |  | Observation Type | Observation Type | [6 empty] | 0 | Not found
1619 | No | Fatty Acid |  | OBX | [7 empty] | 3-Hydroxytetradecadienoylca rnitine (C14:2-OH) [Moles/volume] in Dried blood spot
1620 | No | Fatty Acid | 57084-6 | OBX | 53196-2 | OBX | 3 | 53196-2 |  |  | 3-Hydroxytetradecadienoylca rnitine (C14:2-OH) [Moles/volume] in Dried blood spot | Observation Identifier | Numeric | [0..1] | O |  |  |  | 53196-2^3-Hydroxytetradecadienoylca rnitine (C14:2-OH) [Moles/volume] in Dried blood spot^LN | Not found
1621 | No | Fatty Acid | 57084-6 | OBX | 53196-2 | OBX | 5 | 53196-2 |  |  | 3-Hydroxytetradecadienoylca rnitine (C14:2-OH) [Moles/volume] in Dried blood spot | Observation Value | [6 empty] | 0 | Not found
1622 | No | Fatty Acid | 57084-6 | OBX | 53196-2 | OBX | 6 | 53196-2 |  |  | 3-Hydroxytetradecadienoylca rnitine (C14:2-OH) [Moles/volume] in Dried blood spot | Units | [6 empty] | 0 | Not found
1623 | No | Fatty Acid | 57084-6 | OBX | 53196-2 | OBX | 2 | 53196-2 |  |  | Value Type | Value Type | [6 empty] | NM | Not found
1624 | No | Fatty Acid | 57084-6 | OBX | 53196-2 | OBX | 4 | 53196-2 |  |  | 3-Hydroxytetradecadienoylca rnitine (C14:2-OH) [Moles/volume] in Dried blood spot | Observation Sub-ID | [6 empty] | 0 | Not found
1625 | No | Fatty Acid | 57084-6 | OBX | 53196-2 | OBX | 11 | 53196-2 |  |  | Observation Result Status | Observation Result Status | [5 empty] | F | F | Not found
1626 | No | Fatty Acid | 57084-6 | OBX | 53196-2 | OBX | 19 | 53196-2 |  |  | 3-Hydroxytetradecadienoylca rnitine (C14:2-OH) [Moles/volume] in Dried blood spot | Date/Time of the Analysis | [6 empty] | 0 | Not found
1627 | No | Fatty Acid | 57084-6 | OBX | 53196-2 | OBX | 29 | 53196-2 |  |  | Observation Type | Observation Type | [6 empty] | 0 | Not found
1628 | No | Fatty Acid |  | OBX | [7 empty] | 3-Hydroxytetradecenoylcarnit ine (C14:1-OH)[Moles/volume] in Dried blood spot
1629 | No | Fatty Acid | 57084-6 | OBX | 53197-0 | OBX | 3 | 53197-0 |  |  | 3-Hydroxytetradecenoylcarnit ine (C14:1-OH)[Moles/volume] in Dried blood spot | Observation Identifier | Numeric | [0..1] | O |  |  |  | 53197-0^3-Hydroxytetradecenoylcarnit ine (C14:1-OH)[Moles/volume] in Dried blood spot^LN | Not found
1630 | No | Fatty Acid | 57084-6 | OBX | 53197-0 | OBX | 5 | 53197-0 |  |  | 3-Hydroxytetradecenoylcarnit ine (C14:1-OH)[Moles/volume] in Dried blood spot | Observation Value | [6 empty] | 0 | Not found
1631 | No | Fatty Acid | 57084-6 | OBX | 53197-0 | OBX | 6 | 53197-0 |  |  | 3-Hydroxytetradecenoylcarnit ine (C14:1-OH)[Moles/volume] in Dried blood spot | Units | [6 empty] | 0 | Not found
1632 | No | Fatty Acid | 57084-6 | OBX | 53197-0 | OBX | 2 | 53197-0 |  |  | Value Type | Value Type | [6 empty] | NM | Not found
1633 | No | Fatty Acid | 57084-6 | OBX | 53197-0 | OBX | 4 | 53197-0 |  |  | 3-Hydroxytetradecenoylcarnit ine (C14:1-OH)[Moles/volume] in Dried blood spot | Observation Sub-ID | [6 empty] | 0 | Not found
1634 | No | Fatty Acid | 57084-6 | OBX | 53197-0 | OBX | 11 | 53197-0 |  |  | Observation Result Status | Observation Result Status | [5 empty] | F | F | Not found
1635 | No | Fatty Acid | 57084-6 | OBX | 53197-0 | OBX | 19 | 53197-0 |  |  | 3-Hydroxytetradecenoylcarnit ine (C14:1-OH)[Moles/volume] in Dried blood spot | Date/Time of the Analysis | [6 empty] | 0 | Not found
1636 | No | Fatty Acid | 57084-6 | OBX | 53197-0 | OBX | 29 | 53197-0 |  |  | Observation Type | Observation Type | [6 empty] | 0 | Not found
1637 | No | Fatty Acid |  | OBX | [7 empty] | 3-Hydroxytetradecanoylcarnit ine (C14-OH)[Moles/volume] in Dried blood spot
1638 | No | Fatty Acid | 57084-6 | OBX | 50281-5 | OBX | 3 | 50281-5 |  |  | 3-Hydroxytetradecanoylcarnit ine (C14-OH)[Moles/volume] in Dried blood spot | Observation Identifier | Numeric | [0..1] | O |  |  |  | 50281-5^3-Hydroxytetradecanoylcarnit ine (C14-OH)[Moles/volume] in Dried blood spot^LN | Not found
1639 | No | Fatty Acid | 57084-6 | OBX | 50281-5 | OBX | 5 | 50281-5 |  |  | 3-Hydroxytetradecanoylcarnit ine (C14-OH)[Moles/volume] in Dried blood spot | Observation Value | [6 empty] | 0 | Not found
1640 | No | Fatty Acid | 57084-6 | OBX | 50281-5 | OBX | 6 | 50281-5 |  |  | 3-Hydroxytetradecanoylcarnit ine (C14-OH)[Moles/volume] in Dried blood spot | Units | [6 empty] | 0 | Not found
1641 | No | Fatty Acid | 57084-6 | OBX | 50281-5 | OBX | 2 | 50281-5 |  |  | Value Type | Value Type | [6 empty] | NM | Not found
1642 | No | Fatty Acid | 57084-6 | OBX | 50281-5 | OBX | 4 | 50281-5 |  |  | 3-Hydroxytetradecanoylcarnit ine (C14-OH)[Moles/volume] in Dried blood spot | Observation Sub-ID | [6 empty] | 0 | Not found
1643 | No | Fatty Acid | 57084-6 | OBX | 50281-5 | OBX | 11 | 50281-5 |  |  | Observation Result Status | Observation Result Status | [5 empty] | F | F | Not found
1644 | No | Fatty Acid | 57084-6 | OBX | 50281-5 | OBX | 19 | 50281-5 |  |  | 3-Hydroxytetradecanoylcarnit ine (C14-OH)[Moles/volume] in Dried blood spot | Date/Time of the Analysis | [6 empty] | 0 | Not found
1645 | No | Fatty Acid | 57084-6 | OBX | 50281-5 | OBX | 29 | 50281-5 |  |  | Observation Type | Observation Type | [6 empty] | 0 | Not found
1646 | No | Fatty Acid |  | OBX | [7 empty] | Palmitoleylcarnitine (C16:1) [Moles/volume] in Dried blood spot
1647 | No | Fatty Acid | 57084-6 | OBX | 53198-8 | OBX | 3 | 53198-8 |  |  | Palmitoleylcarnitine (C16:1) [Moles/volume] in Dried blood spot | Observation Identifier | Numeric | [0..1] | O |  |  |  | 53198-8^Palmitoleylcarnitine (C16:1) [Moles/volume] in Dried blood spot^LN | Not found
1648 | No | Fatty Acid | 57084-6 | OBX | 53198-8 | OBX | 5 | 53198-8 |  |  | Palmitoleylcarnitine (C16:1) [Moles/volume] in Dried blood spot | Observation Value | [6 empty] | 0 | Not found
1649 | No | Fatty Acid | 57084-6 | OBX | 53198-8 | OBX | 6 | 53198-8 |  |  | Palmitoleylcarnitine (C16:1) [Moles/volume] in Dried blood spot | Units | [6 empty] | 0 | Not found
1650 | No | Fatty Acid | 57084-6 | OBX | 53198-8 | OBX | 2 | 53198-8 |  |  | Value Type | Value Type | [6 empty] | NM | Not found
1651 | No | Fatty Acid | 57084-6 | OBX | 53198-8 | OBX | 4 | 53198-8 |  |  | Palmitoleylcarnitine (C16:1) [Moles/volume] in Dried blood spot | Observation Sub-ID | [6 empty] | 0 | Not found
1652 | No | Fatty Acid | 57084-6 | OBX | 53198-8 | OBX | 11 | 53198-8 |  |  | Observation Result Status | Observation Result Status | [5 empty] | F | F | Not found
1653 | No | Fatty Acid | 57084-6 | OBX | 53198-8 | OBX | 19 | 53198-8 |  |  | Palmitoleylcarnitine (C16:1) [Moles/volume] in Dried blood spot | Date/Time of the Analysis | [6 empty] | 0 | Not found
1654 | No | Fatty Acid | 57084-6 | OBX | 53198-8 | OBX | 29 | 53198-8 |  |  | Observation Type | Observation Type | [6 empty] | 0 | Not found
1655 |  | Fatty Acid |  | OBX | [7 empty] | Palmitoylcarnitine (C16) [Moles/volume] in Dried blood spot
1656 |  | Fatty Acid | 57084-6 | OBX | 53199-6 | OBX | 3 | 53199-6 |  |  | Palmitoylcarnitine (C16) [Moles/volume] in Dried blood spot | Observation Identifier | Numeric | [0..1] | O |  |  |  | 53199-6^Palmitoylcarnitine (C16) [Moles/volume] in Dried blood spot^LN | 53199-6^Palmitoylcarnitine (C16) [Moles/volume] in Dried blood spot^LN | Match
1657 |  | Fatty Acid | 57084-6 | OBX | 53199-6 | OBX | 5 | 53199-6 |  |  | Palmitoylcarnitine (C16) [Moles/volume] in Dried blood spot | Observation Value | [5 empty] | 0.85 | 0.85 | 0.85 | Match
1658 |  | Fatty Acid | 57084-6 | OBX | 53199-6 | OBX | 6 | 53199-6 |  |  | Palmitoylcarnitine (C16) [Moles/volume] in Dried blood spot | Units | [5 empty] | umol/L^micromole per liter^UCUM | umol/L^micromole per liter^UCUM | umol/L^micromole per liter^UCUM | Match
1659 |  | Fatty Acid | 57084-6 | OBX | 53199-6 | OBX | 2 | 53199-6 |  |  | Value Type | Value Type | [6 empty] | NM | NM | Match
1660 |  | Fatty Acid | 57084-6 | OBX | 53199-6 | OBX | 4 | 53199-6 |  |  | Palmitoylcarnitine (C16) [Moles/volume] in Dried blood spot | Observation Sub-ID | [6 empty] | 0 | 0 | Match
1661 |  | Fatty Acid | 57084-6 | OBX | 53199-6 | OBX | 11 | 53199-6 |  |  | Observation Result Status | Observation Result Status | [5 empty] | F | F | F | Match
1662 |  | Fatty Acid | 57084-6 | OBX | 53199-6 | OBX | 19 | 53199-6 |  |  | Palmitoylcarnitine (C16) [Moles/volume] in Dried blood spot | Date/Time of the Analysis | [5 empty] | 201702281252-0500 | 201702281252-0500 | 201702291252-0500
1663 |  | Fatty Acid | 57084-6 | OBX | 53199-6 | OBX | 29 | 53199-6 |  |  | Observation Type | Observation Type | [5 empty] | RSLT | RSLT | RSLT | Match
1664 | No | Fatty Acid |  | OBX | [7 empty] | 3-Hydroxypalmitoleylcarnitine (C16:1-OH) [Moles/volume] in Dried blood spot
1665 | No | Fatty Acid | 57084-6 | OBX | 50121-3 | OBX | 3 | 50121-3 |  |  | 3-Hydroxypalmitoleylcarnitine (C16:1-OH) [Moles/volume] in Dried blood spot | Observation Identifier | Numeric | [0..1] | O |  |  |  | 50121-3^3-Hydroxypalmitoleylcarnitine (C16:1-OH) [Moles/volume] in Dried blood spot^LN | Not found
1666 | No | Fatty Acid | 57084-6 | OBX | 50121-3 | OBX | 5 | 50121-3 |  |  | 3-Hydroxypalmitoleylcarnitine (C16:1-OH) [Moles/volume] in Dried blood spot | Observation Value | [6 empty] | 0 | Not found
1667 | No | Fatty Acid | 57084-6 | OBX | 50121-3 | OBX | 6 | 50121-3 |  |  | 3-Hydroxypalmitoleylcarnitine (C16:1-OH) [Moles/volume] in Dried blood spot | Units | [6 empty] | 0 | Not found
1668 | No | Fatty Acid | 57084-6 | OBX | 50121-3 | OBX | 2 | 50121-3 |  |  | Value Type | Value Type | [6 empty] | NM | Not found
1669 | No | Fatty Acid | 57084-6 | OBX | 50121-3 | OBX | 4 | 50121-3 |  |  | 3-Hydroxypalmitoleylcarnitine (C16:1-OH) [Moles/volume] in Dried blood spot | Observation Sub-ID | [6 empty] | 0 | Not found
1670 | No | Fatty Acid | 57084-6 | OBX | 50121-3 | OBX | 11 | 50121-3 |  |  | Observation Result Status | Observation Result Status | [5 empty] | F | F | Not found
1671 | No | Fatty Acid | 57084-6 | OBX | 50121-3 | OBX | 19 | 50121-3 |  |  | 3-Hydroxypalmitoleylcarnitine (C16:1-OH) [Moles/volume] in Dried blood spot | Date/Time of the Analysis | [6 empty] | 0 | Not found
1672 | No | Fatty Acid | 57084-6 | OBX | 50121-3 | OBX | 29 | 50121-3 |  |  | Observation Type | Observation Type | [6 empty] | 0 | Not found
1673 |  | Fatty Acid |  | OBX | [7 empty] | 3-Hydroxypalmitoylcarnitine (C16-OH) [Moles/volume] in Dried blood spot
1674 |  | Fatty Acid | 57084-6 | OBX | 50125-4 | OBX | 3 | 50125-4 |  |  | 3-Hydroxypalmitoylcarnitine (C16-OH) [Moles/volume] in Dried blood spot | Observation Identifier | Numeric | [0..1] | O |  |  |  | 50125-4^3-Hydroxypalmitoylcarnitine (C16-OH) [Moles/volume] in Dried blood spot^LN | 50125-4^3-Hydroxypalmitoylcarnitine (C16-OH) [Moles/volume] in Dried blood spot^LN | Match
1675 |  | Fatty Acid | 57084-6 | OBX | 50125-4 | OBX | 5 | 50125-4 |  |  | 3-Hydroxypalmitoylcarnitine (C16-OH) [Moles/volume] in Dried blood spot | Observation Value | [5 empty] | 0.02 | 0.02 | 0.02 | Match
1676 |  | Fatty Acid | 57084-6 | OBX | 50125-4 | OBX | 6 | 50125-4 |  |  | 3-Hydroxypalmitoylcarnitine (C16-OH) [Moles/volume] in Dried blood spot | Units | [5 empty] | umol/L^micromole per liter^UCUM | umol/L^micromole per liter^UCUM | umol/L^micromole per liter^UCUM | Match
1677 |  | Fatty Acid | 57084-6 | OBX | 50125-4 | OBX | 2 | 50125-4 |  |  | Value Type | Value Type | [6 empty] | NM | NM | Match
1678 |  | Fatty Acid | 57084-6 | OBX | 50125-4 | OBX | 4 | 50125-4 |  |  | 3-Hydroxypalmitoylcarnitine (C16-OH) [Moles/volume] in Dried blood spot | Observation Sub-ID | [6 empty] | 0 | 0 | Match
1679 |  | Fatty Acid | 57084-6 | OBX | 50125-4 | OBX | 11 | 50125-4 |  |  | Observation Result Status | Observation Result Status | [5 empty] | F | F | F | Match
1680 |  | Fatty Acid | 57084-6 | OBX | 50125-4 | OBX | 19 | 50125-4 |  |  | 3-Hydroxypalmitoylcarnitine (C16-OH) [Moles/volume] in Dried blood spot | Date/Time of the Analysis | [5 empty] | 201702281252-0500 | 201702281252-0500 | 201702291252-0500
1681 |  | Fatty Acid | 57084-6 | OBX | 50125-4 | OBX | 29 | 50125-4 |  |  | Observation Type | Observation Type | [5 empty] | RSLT | RSLT | RSLT | Match
1682 | No | Fatty Acid |  | OBX | [7 empty] | 3-Hydroxypalmitoylcarnitine (C16-OH)/Palmitoylcarnitine (C16) [Molar ratio] in Dried blood spot
1683 | No | Fatty Acid | 57084-6 | OBX | 53201-0 | OBX | 3 | 53201-0 |  |  | 3-Hydroxypalmitoylcarnitine (C16-OH)/Palmitoylcarnitine (C16) [Molar ratio] in Dried blood spot | Observation Identifier | Numeric | [0..1] | O |  |  |  | 53201-0^3-Hydroxypalmitoylcarnitine (C16-OH)/Palmitoylcarnitine (C16) [Molar ratio] in Dried blood spot^LN | Not found
1684 | No | Fatty Acid | 57084-6 | OBX | 53201-0 | OBX | 5 | 53201-0 |  |  | 3-Hydroxypalmitoylcarnitine (C16-OH)/Palmitoylcarnitine (C16) [Molar ratio] in Dried blood spot | Observation Value | [6 empty] | 0 | Not found
1685 | No | Fatty Acid | 57084-6 | OBX | 53201-0 | OBX | 6 | 53201-0 |  |  | 3-Hydroxypalmitoylcarnitine (C16-OH)/Palmitoylcarnitine (C16) [Molar ratio] in Dried blood spot | Units | [6 empty] | 0 | Not found
1686 | No | Fatty Acid | 57084-6 | OBX | 53201-0 | OBX | 2 | 53201-0 |  |  | Value Type | Value Type | [6 empty] | NM | Not found
1687 | No | Fatty Acid | 57084-6 | OBX | 53201-0 | OBX | 4 | 53201-0 |  |  | 3-Hydroxypalmitoylcarnitine (C16-OH)/Palmitoylcarnitine (C16) [Molar ratio] in Dried blood spot | Observation Sub-ID | [6 empty] | 0 | Not found
1688 | No | Fatty Acid | 57084-6 | OBX | 53201-0 | OBX | 11 | 53201-0 |  |  | Observation Result Status | Observation Result Status | [5 empty] | F | F | Not found
1689 | No | Fatty Acid | 57084-6 | OBX | 53201-0 | OBX | 19 | 53201-0 |  |  | 3-Hydroxypalmitoylcarnitine (C16-OH)/Palmitoylcarnitine (C16) [Molar ratio] in Dried blood spot | Date/Time of the Analysis | [6 empty] | 0 | Not found
1690 | No | Fatty Acid | 57084-6 | OBX | 53201-0 | OBX | 29 | 53201-0 |  |  | Observation Type | Observation Type | [6 empty] | 0 | Not found
1691 | No | Fatty Acid |  | OBX | [7 empty] | Linoleoylcarnitine (C18:2) [Moles/volume] in Dried blood spot
1692 | No | Fatty Acid | 57084-6 | OBX | 45217-7 | OBX | 3 | 45217-7 |  |  | Linoleoylcarnitine (C18:2) [Moles/volume] in Dried blood spot | Observation Identifier | Numeric | [0..1] | O |  |  |  | 45217-7^Linoleoylcarnitine (C18:2) [Moles/volume] in Dried blood spot^LN | Not found
1693 | No | Fatty Acid | 57084-6 | OBX | 45217-7 | OBX | 5 | 45217-7 |  |  | Linoleoylcarnitine (C18:2) [Moles/volume] in Dried blood spot | Observation Value | [6 empty] | 0 | Not found
1694 | No | Fatty Acid | 57084-6 | OBX | 45217-7 | OBX | 6 | 45217-7 |  |  | Linoleoylcarnitine (C18:2) [Moles/volume] in Dried blood spot | Units | [6 empty] | 0 | Not found
1695 | No | Fatty Acid | 57084-6 | OBX | 45217-7 | OBX | 2 | 45217-7 |  |  | Value Type | Value Type | [6 empty] | NM | Not found
1696 | No | Fatty Acid | 57084-6 | OBX | 45217-7 | OBX | 4 | 45217-7 |  |  | Linoleoylcarnitine (C18:2) [Moles/volume] in Dried blood spot | Observation Sub-ID | [6 empty] | 0 | Not found
1697 | No | Fatty Acid | 57084-6 | OBX | 45217-7 | OBX | 11 | 45217-7 |  |  | Observation Result Status | Observation Result Status | [5 empty] | F | F | Not found
1698 | No | Fatty Acid | 57084-6 | OBX | 45217-7 | OBX | 19 | 45217-7 |  |  | Linoleoylcarnitine (C18:2) [Moles/volume] in Dried blood spot | Date/Time of the Analysis | [6 empty] | 0 | Not found
1699 | No | Fatty Acid | 57084-6 | OBX | 45217-7 | OBX | 29 | 45217-7 |  |  | Observation Type | Observation Type | [6 empty] | 0 | Not found
1700 | No | Fatty Acid |  | OBX | [7 empty] | Oleoylcarnitine (C18:1) [Moles/volume] in Dried blood spot
1701 | No | Fatty Acid | 57084-6 | OBX | 53202-8 | OBX | 3 | 53202-8 |  |  | Oleoylcarnitine (C18:1) [Moles/volume] in Dried blood spot | Observation Identifier | Numeric | [0..1] | O |  |  |  | 53202-8^Oleoylcarnitine (C18:1) [Moles/volume] in Dried blood spot^LN | Not found
1702 | No | Fatty Acid | 57084-6 | OBX | 53202-8 | OBX | 5 | 53202-8 |  |  | Oleoylcarnitine (C18:1) [Moles/volume] in Dried blood spot | Observation Value | [6 empty] | 0 | Not found
1703 | No | Fatty Acid | 57084-6 | OBX | 53202-8 | OBX | 6 | 53202-8 |  |  | Oleoylcarnitine (C18:1) [Moles/volume] in Dried blood spot | Units | [6 empty] | 0 | Not found
1704 | No | Fatty Acid | 57084-6 | OBX | 53202-8 | OBX | 2 | 53202-8 |  |  | Value Type | Value Type | [6 empty] | NM | Not found
1705 | No | Fatty Acid | 57084-6 | OBX | 53202-8 | OBX | 4 | 53202-8 |  |  | Oleoylcarnitine (C18:1) [Moles/volume] in Dried blood spot | Observation Sub-ID | [6 empty] | 0 | Not found
1706 | No | Fatty Acid | 57084-6 | OBX | 53202-8 | OBX | 11 | 53202-8 |  |  | Observation Result Status | Observation Result Status | [5 empty] | F | F | Not found
1707 | No | Fatty Acid | 57084-6 | OBX | 53202-8 | OBX | 19 | 53202-8 |  |  | Oleoylcarnitine (C18:1) [Moles/volume] in Dried blood spot | Date/Time of the Analysis | [6 empty] | 0 | Not found
1708 | No | Fatty Acid | 57084-6 | OBX | 53202-8 | OBX | 29 | 53202-8 |  |  | Observation Type | Observation Type | [6 empty] | 0 | Not found
1709 | No | Fatty Acid |  | OBX | [7 empty] | Stearoylcarnitine (C18) [Moles/volume] in Dried blood spot
1710 | No | Fatty Acid | 57084-6 | OBX | 53241-6 | OBX | 3 | 53241-6 |  |  | Stearoylcarnitine (C18) [Moles/volume] in Dried blood spot | Observation Identifier | Numeric | [0..1] | O |  |  |  | 53241-6^Stearoylcarnitine (C18) [Moles/volume] in Dried blood spot^LN | Not found
1711 | No | Fatty Acid | 57084-6 | OBX | 53241-6 | OBX | 5 | 53241-6 |  |  | Stearoylcarnitine (C18) [Moles/volume] in Dried blood spot | Observation Value | [6 empty] | 0 | Not found
1712 | No | Fatty Acid | 57084-6 | OBX | 53241-6 | OBX | 6 | 53241-6 |  |  | Stearoylcarnitine (C18) [Moles/volume] in Dried blood spot | Units | [6 empty] | 0 | Not found
1713 | No | Fatty Acid | 57084-6 | OBX | 53241-6 | OBX | 2 | 53241-6 |  |  | Value Type | Value Type | [6 empty] | NM | Not found
1714 | No | Fatty Acid | 57084-6 | OBX | 53241-6 | OBX | 4 | 53241-6 |  |  | Stearoylcarnitine (C18) [Moles/volume] in Dried blood spot | Observation Sub-ID | [6 empty] | 0 | Not found
1715 | No | Fatty Acid | 57084-6 | OBX | 53241-6 | OBX | 11 | 53241-6 |  |  | Observation Result Status | Observation Result Status | [5 empty] | F | F | Not found
1716 | No | Fatty Acid | 57084-6 | OBX | 53241-6 | OBX | 19 | 53241-6 |  |  | Stearoylcarnitine (C18) [Moles/volume] in Dried blood spot | Date/Time of the Analysis | [6 empty] | 0 | Not found
1717 | No | Fatty Acid | 57084-6 | OBX | 53241-6 | OBX | 29 | 53241-6 |  |  | Observation Type | Observation Type | [6 empty] | 0 | Not found
1718 | No | Fatty Acid |  | OBX | [7 empty] | Stearoylcarnitine (C18)/Propionylcarnitine (C3) [Molar ratio] in Dried blood spot
1719 | No | Fatty Acid | 57084-6 | OBX | 53400-8 | OBX | 3 | 53400-8 |  |  | Stearoylcarnitine (C18)/Propionylcarnitine (C3) [Molar ratio] in Dried blood spot | Observation Identifier | Numeric | [0..1] | O |  |  |  | 53400-8^Stearoylcarnitine (C18)/Propionylcarnitine (C3) [Molar ratio] in Dried blood spot^LN | Not found
1720 | No | Fatty Acid | 57084-6 | OBX | 53400-8 | OBX | 5 | 53400-8 |  |  | Stearoylcarnitine (C18)/Propionylcarnitine (C3) [Molar ratio] in Dried blood spot | Observation Value | [6 empty] | 0 | Not found
1721 | No | Fatty Acid | 57084-6 | OBX | 53400-8 | OBX | 6 | 53400-8 |  |  | Stearoylcarnitine (C18)/Propionylcarnitine (C3) [Molar ratio] in Dried blood spot | Units | [6 empty] | 0 | Not found
1722 | No | Fatty Acid | 57084-6 | OBX | 53400-8 | OBX | 2 | 53400-8 |  |  | Value Type | Value Type | [6 empty] | NM | Not found
1723 | No | Fatty Acid | 57084-6 | OBX | 53400-8 | OBX | 4 | 53400-8 |  |  | Stearoylcarnitine (C18)/Propionylcarnitine (C3) [Molar ratio] in Dried blood spot | Observation Sub-ID | [6 empty] | 0 | Not found
1724 | No | Fatty Acid | 57084-6 | OBX | 53400-8 | OBX | 11 | 53400-8 |  |  | Observation Result Status | Observation Result Status | [5 empty] | F | F | Not found
1725 | No | Fatty Acid | 57084-6 | OBX | 53400-8 | OBX | 19 | 53400-8 |  |  | Stearoylcarnitine (C18)/Propionylcarnitine (C3) [Molar ratio] in Dried blood spot | Date/Time of the Analysis | [6 empty] | 0 | Not found
1726 | No | Fatty Acid | 57084-6 | OBX | 53400-8 | OBX | 29 | 53400-8 |  |  | Observation Type | Observation Type | [6 empty] | 0 | Not found
1727 | No | Fatty Acid |  | OBX | [7 empty] | 3-Hydroxylinoleoylcarnitine (C18:2-OH) [Moles/volume] in Dried blood spot
1728 | No | Fatty Acid | 57084-6 | OBX | 50109-8 | OBX | 3 | 50109-8 |  |  | 3-Hydroxylinoleoylcarnitine (C18:2-OH) [Moles/volume] in Dried blood spot | Observation Identifier | Numeric | [0..1] | O |  |  |  | 50109-8^3-Hydroxylinoleoylcarnitine (C18:2-OH) [Moles/volume] in Dried blood spot^LN | Not found
1729 | No | Fatty Acid | 57084-6 | OBX | 50109-8 | OBX | 5 | 50109-8 |  |  | 3-Hydroxylinoleoylcarnitine (C18:2-OH) [Moles/volume] in Dried blood spot | Observation Value | [6 empty] | 0 | Not found
1730 | No | Fatty Acid | 57084-6 | OBX | 50109-8 | OBX | 6 | 50109-8 |  |  | 3-Hydroxylinoleoylcarnitine (C18:2-OH) [Moles/volume] in Dried blood spot | Units | [6 empty] | 0 | Not found
1731 | No | Fatty Acid | 57084-6 | OBX | 50109-8 | OBX | 2 | 50109-8 |  |  | Value Type | Value Type | [6 empty] | NM | Not found
1732 | No | Fatty Acid | 57084-6 | OBX | 50109-8 | OBX | 4 | 50109-8 |  |  | 3-Hydroxylinoleoylcarnitine (C18:2-OH) [Moles/volume] in Dried blood spot | Observation Sub-ID | [6 empty] | 0 | Not found
1733 | No | Fatty Acid | 57084-6 | OBX | 50109-8 | OBX | 11 | 50109-8 |  |  | Observation Result Status | Observation Result Status | [5 empty] | F | F | Not found
1734 | No | Fatty Acid | 57084-6 | OBX | 50109-8 | OBX | 19 | 50109-8 |  |  | 3-Hydroxylinoleoylcarnitine (C18:2-OH) [Moles/volume] in Dried blood spot | Date/Time of the Analysis | [6 empty] | 0 | Not found
1735 | No | Fatty Acid | 57084-6 | OBX | 50109-8 | OBX | 29 | 50109-8 |  |  | Observation Type | Observation Type | [6 empty] | 0 | Not found
1736 |  | Fatty Acid |  | OBX | [7 empty] | 3-Hydroxyoleoylcarnitine (C18:1-OH) [Moles/volume] in Dried blood spot
1737 |  | Fatty Acid | 57084-6 | OBX | 50113-0 | OBX | 3 | 50113-0 |  |  | 3-Hydroxyoleoylcarnitine (C18:1-OH) [Moles/volume] in Dried blood spot | Observation Identifier | Numeric | [0..1] | O |  |  |  | 50113-0^3-Hydroxyoleoylcarnitine (C18:1-OH) [Moles/volume] in Dried blood spot^LN | 50113-0^3-Hydroxyoleoylcarnitine (C18:1-OH) [Moles/volume] in Dried blood spot^LN | Match
1738 |  | Fatty Acid | 57084-6 | OBX | 50113-0 | OBX | 5 | 50113-0 |  |  | 3-Hydroxyoleoylcarnitine (C18:1-OH) [Moles/volume] in Dried blood spot | Observation Value | [5 empty] | 0.02 | 0.02 | 0.02 | Match
1739 |  | Fatty Acid | 57084-6 | OBX | 50113-0 | OBX | 6 | 50113-0 |  |  | 3-Hydroxyoleoylcarnitine (C18:1-OH) [Moles/volume] in Dried blood spot | Units | [5 empty] | umol/L^micromole per liter^UCUM | umol/L^micromole per liter^UCUM | umol/L^micromole per liter^UCUM | Match
1740 |  | Fatty Acid | 57084-6 | OBX | 50113-0 | OBX | 2 | 50113-0 |  |  | Value Type | Value Type | [6 empty] | NM | NM | Match
1741 |  | Fatty Acid | 57084-6 | OBX | 50113-0 | OBX | 4 | 50113-0 |  |  | 3-Hydroxyoleoylcarnitine (C18:1-OH) [Moles/volume] in Dried blood spot | Observation Sub-ID | [6 empty] | 0 | 0 | Match
1742 |  | Fatty Acid | 57084-6 | OBX | 50113-0 | OBX | 11 | 50113-0 |  |  | Observation Result Status | Observation Result Status | [5 empty] | F | F | F | Match
1743 |  | Fatty Acid | 57084-6 | OBX | 50113-0 | OBX | 19 | 50113-0 |  |  | 3-Hydroxyoleoylcarnitine (C18:1-OH) [Moles/volume] in Dried blood spot | Date/Time of the Analysis | [5 empty] | 201702281252-0500 | 201702281252-0500 | 201702291252-0500
1744 |  | Fatty Acid | 57084-6 | OBX | 50113-0 | OBX | 29 | 50113-0 |  |  | Observation Type | Observation Type | [5 empty] | RSLT | RSLT | RSLT | Match
1745 | No | Fatty Acid |  | OBX | [7 empty] | 3-Hydroxystearoylcarnitine (C18-OH) [Moles/volume] in Dried blood spot
1746 | No | Fatty Acid | 57084-6 | OBX | 50132-0 | OBX | 3 | 50132-0 |  |  | 3-Hydroxystearoylcarnitine (C18-OH) [Moles/volume] in Dried blood spot | Observation Identifier | Numeric | [0..1] | O |  |  |  | 50132-0^3-Hydroxystearoylcarnitine (C18-OH) [Moles/volume] in Dried blood spot^LN | Not found
1747 | No | Fatty Acid | 57084-6 | OBX | 50132-0 | OBX | 5 | 50132-0 |  |  | 3-Hydroxystearoylcarnitine (C18-OH) [Moles/volume] in Dried blood spot | Observation Value | [6 empty] | 0 | Not found
1748 | No | Fatty Acid | 57084-6 | OBX | 50132-0 | OBX | 6 | 50132-0 |  |  | 3-Hydroxystearoylcarnitine (C18-OH) [Moles/volume] in Dried blood spot | Units | [6 empty] | 0 | Not found
1749 | No | Fatty Acid | 57084-6 | OBX | 50132-0 | OBX | 2 | 50132-0 |  |  | Value Type | Value Type | [6 empty] | NM | Not found
1750 | No | Fatty Acid | 57084-6 | OBX | 50132-0 | OBX | 4 | 50132-0 |  |  | 3-Hydroxystearoylcarnitine (C18-OH) [Moles/volume] in Dried blood spot | Observation Sub-ID | [6 empty] | 0 | Not found
1751 | No | Fatty Acid | 57084-6 | OBX | 50132-0 | OBX | 11 | 50132-0 |  |  | Observation Result Status | Observation Result Status | [5 empty] | F | F | Not found
1752 | No | Fatty Acid | 57084-6 | OBX | 50132-0 | OBX | 19 | 50132-0 |  |  | 3-Hydroxystearoylcarnitine (C18-OH) [Moles/volume] in Dried blood spot | Date/Time of the Analysis | [6 empty] | 0 | Not found
1753 | No | Fatty Acid | 57084-6 | OBX | 50132-0 | OBX | 29 | 50132-0 |  |  | Observation Type | Observation Type | [6 empty] | 0 | Not found
1754 |  | Organic Acid | [9 empty] | Organic acid newborn screen panel
1755 |  | Organic Acid | 54089-8 | OBR | 57085-3 | OBR | 4 |  |  | 57085-3 | Organic acid newborn screen panel | Organic acid newborn screen panel | Order Only | [0..1] | C |  | Condition: Must be included in the message, if state tests for any of these conditions. However, if tested but 58088-6^Acylcarnitine newborn screen interpretation^LN is reported, this might NOT be reported. |  | 57085-3^Organic acid newborn screen panel^LN | 57085-3^Organic acid newborn screen panel^LN | Match
1756 |  | Organic Acid |  | OBX | [7 empty] | Organic acidemias newborn screen interpretation
1757 |  | Organic Acid | 57085-3 | OBX | 46744-9 | OBX | 3 | 46744-9 |  |  | Organic acidemias newborn screen interpretation | Observation Identifier | Coded | 0..* | C |  | Condition: Required if state tests for any of these conditions, and preceding OBR-4 is 57085-3^Organic acid newborn screen panel^LN. Preferred Answer List (LL840-0) is available at: http://s.details.loinc.org/LOINC/46733-2.html?sections=Simple |  | 46744-9^Organic acidemias newborn screen interpretation^LN | 46744-9^Organic acidemias newborn screen interpretation^LN | Match
1758 |  | Organic Acid | 57085-3 | OBX | 46744-9 | OBX | 5 | 46744-9 |  |  | Organic acidemias newborn screen interpretation | Observation Value | [5 empty] | Out of range | LA18593-6^Out of range^LN | LA18593-6^Out of range^LN | Match
1759 |  | Organic Acid | 57085-3 | OBX | 46744-9 | OBX | 2 | 46744-9 |  |  | Value Type | Value Type | [6 empty] | CWE | CWE | Match
1760 |  | Organic Acid | 57085-3 | OBX | 46744-9 | OBX | 4 | 46744-9 |  |  | Organic acidemias newborn screen interpretation | Observation Sub-ID | [6 empty] | 0 | 0 | Match
1761 |  | Organic Acid | 57085-3 | OBX | 46744-9 | OBX | 11 | 46744-9 |  |  | Observation Result Status | Observation Result Status | [5 empty] | F | F | F | Match
1762 |  | Organic Acid | 57085-3 | OBX | 46744-9 | OBX | 19 | 46744-9 |  |  | Organic acidemias newborn screen interpretation | Date/Time of the Analysis | [5 empty] | 201702281252-0500 | 201702281252-0500 | 201702291252-0500
1763 |  | Organic Acid | 57085-3 | OBX | 46744-9 | OBX | 29 | 46744-9 |  |  | Observation Type | Observation Type | [5 empty] | RSLT | RSLT | RSLT | Match
1764 |  | Organic Acid |  | OBX | [7 empty] | Organic acidemia conditions suspected [Identifier] in Dried blood spot
1765 |  | Organic Acid | 57085-3 | OBX | 57791-6 | OBX | 3 | 57791-6 |  |  | Organic acidemia conditions suspected [Identifier] in Dried blood spot | Observation Identifier | Coded | 0..* | C |  | Condition: If 46744-9^Organic acidemias newborn screen interpretation^LN is included. Preferred Answer List at http://s.details.loinc.org/LOINC/57791- 6.html?sections=Simple including condition name abbreviation, SNOMED CT codes where available, and LOINC answer (LA) codes. |  | 57791-6^Organic acidemia conditions suspected [Identifier] in Dried blood spot^LN | 57791-6^Organic acidemia conditions suspected [Identifier] in Dried blood spot^LN | Match
1766 |  | Organic Acid | 57085-3 | OBX | 57791-6 | OBX | 5 | 57791-6 |  |  | Organic acidemia conditions suspected [Identifier] in Dried blood spot | Observation Value | [5 empty] | Isovaleric acidemia | LA12505-6^Isovaleric acidemia^LN | LA12505-6^Isovaleric acidemia^LN | Match
1767 |  | Organic Acid | 57085-3 | OBX | 57791-6 | OBX | 2 | 57791-6 |  |  | Value Type | Value Type | [6 empty] | CWE | CWE | Match
1768 |  | Organic Acid | 57085-3 | OBX | 57791-6 | OBX | 4 | 57791-6 |  |  | Organic acidemia conditions suspected [Identifier] in Dried blood spot | Observation Sub-ID | [6 empty] | 0 | 0 | Match
1769 |  | Organic Acid | 57085-3 | OBX | 57791-6 | OBX | 11 | 57791-6 |  |  | Observation Result Status | Observation Result Status | [5 empty] | F | F | F | Match
1770 |  | Organic Acid | 57085-3 | OBX | 57791-6 | OBX | 19 | 57791-6 |  |  | Organic acidemia conditions suspected [Identifier] in Dried blood spot | Date/Time of the Analysis | [5 empty] | 201702281252-0500 | 201702281252-0500 | 201702291252-0500
1771 |  | Organic Acid | 57085-3 | OBX | 57791-6 | OBX | 29 | 57791-6 |  |  | Observation Type | Observation Type | [5 empty] | RSLT | RSLT | RSLT | Match
1772 | No | Organic Acid |  | OBX | [7 empty] | Organic acidemias defects newborn screening comment-discussion
1773 | No | Organic Acid | 57085-3 | OBX | 57708-0 | OBX | 3 | 57708-0 |  |  | Organic acidemias defects newborn screening comment-discussion | Observation Identifier | Text | 0..* | C |  | Condition: If 46744-9^Organic acidemias newborn screen interpretation^LN is included and the result necessitates comments. |  | 57708-0^Organic acidemias defects newborn screening comment-discussion^LN | Not found
1774 | No | Organic Acid | 57085-3 | OBX | 57708-0 | OBX | 5 | 57708-0 | 0 |  | Organic acidemias defects newborn screening comment-discussion | Observation Value | [6 empty] | 0 | Not found
1775 | No | Organic Acid | 57085-3 | OBX | 57708-0 | OBX | 2 | 57708-0 |  |  | Value Type | Value Type | [6 empty] | TX | Not found
1776 | No | Organic Acid | 57085-3 | OBX | 57708-0 | OBX | 4 | 57708-0 |  |  | Organic acidemias defects newborn screening comment-discussion | Observation Sub-ID | [6 empty] | 0 | Not found
1777 | No | Organic Acid | 57085-3 | OBX | 57708-0 | OBX | 11 | 57708-0 |  |  | Observation Result Status | Observation Result Status | [5 empty] | F | F | Not found
1778 | No | Organic Acid | 57085-3 | OBX | 57708-0 | OBX | 19 | 57708-0 |  |  | Organic acidemias defects newborn screening comment-discussion | Date/Time of the Analysis | [6 empty] | 0 | Not found
1779 | No | Organic Acid | 57085-3 | OBX | 57708-0 | OBX | 29 | 57708-0 |  |  | Observation Type | Observation Type | [6 empty] | 0 | Not found
1780 |  | Organic Acid |  | OBX | [7 empty] | Acetylcarnitine (C2) [Moles/volume] in Dried blood spot
1781 |  | Organic Acid | 57085-3 | OBX | 50157-7 | OBX | 3 | 50157-7 |  |  | Acetylcarnitine (C2) [Moles/volume] in Dried blood spot | Observation Identifier | Numeric | 0..1 | O |  |  |  | 50157-7^Acetylcarnitine (C2) [Moles/volume] in Dried blood spot^LN | 50157-7^Acetylcarnitine (C2) [Moles/volume] in Dried blood spot^LN | Match
1782 |  | Organic Acid | 57085-3 | OBX | 50157-7 | OBX | 5 | 50157-7 |  |  | Acetylcarnitine (C2) [Moles/volume] in Dried blood spot | Observation Value | [5 empty] | 36.72 | 36.72 | 36.72 | Match
1783 |  | Organic Acid | 57085-3 | OBX | 50157-7 | OBX | 6 | 50157-7 |  |  | Acetylcarnitine (C2) [Moles/volume] in Dried blood spot | Units | [5 empty] | umol/L^micromole per liter^UCUM | umol/L^micromole per liter^UCUM | umol/L^micromole per liter^UCUM | Match
1784 |  | Organic Acid | 57085-3 | OBX | 50157-7 | OBX | 2 | 50157-7 |  |  | Value Type | Value Type | [6 empty] | NM | NM | Match
1785 |  | Organic Acid | 57085-3 | OBX | 50157-7 | OBX | 4 | 50157-7 |  |  | Acetylcarnitine (C2) [Moles/volume] in Dried blood spot | Observation Sub-ID | [6 empty] | 0 | 0 | Match
1786 |  | Organic Acid | 57085-3 | OBX | 50157-7 | OBX | 11 | 50157-7 |  |  | Observation Result Status | Observation Result Status | [5 empty] | F | F | F | Match
1787 |  | Organic Acid | 57085-3 | OBX | 50157-7 | OBX | 19 | 50157-7 |  |  | Acetylcarnitine (C2) [Moles/volume] in Dried blood spot | Date/Time of the Analysis | [5 empty] | 201702281252-0500 | 201702281252-0500 | 201702291252-0500
1788 |  | Organic Acid | 57085-3 | OBX | 50157-7 | OBX | 29 | 50157-7 |  |  | Observation Type | Observation Type | [5 empty] | RSLT | RSLT | RSLT | Match
1789 | No | Organic Acid |  | OBX | [7 empty] | Acrylylcarnitine (C3:1) [Moles/volume] in Dried blood spot
1790 | No | Organic Acid | 57085-3 | OBX | 53237-4 | OBX | 3 | 53237-4 |  |  | Acrylylcarnitine (C3:1) [Moles/volume] in Dried blood spot | Observation Identifier | Numeric | 0..1 | O |  |  |  | 53237-4^Acrylylcarnitine (C3:1) [Moles/volume] in Dried blood spot^LN | Not found
1791 | No | Organic Acid | 57085-3 | OBX | 53237-4 | OBX | 5 | 53237-4 |  |  | Acrylylcarnitine (C3:1) [Moles/volume] in Dried blood spot | Observation Value | [6 empty] | 0 | Not found
1792 | No | Organic Acid | 57085-3 | OBX | 53237-4 | OBX | 6 | 53237-4 |  |  | Acrylylcarnitine (C3:1) [Moles/volume] in Dried blood spot | Units | [6 empty] | 0 | Not found
1793 | No | Organic Acid | 57085-3 | OBX | 53237-4 | OBX | 2 | 53237-4 |  |  | Value Type | Value Type | [6 empty] | NM | Not found
1794 | No | Organic Acid | 57085-3 | OBX | 53237-4 | OBX | 4 | 53237-4 |  |  | Acrylylcarnitine (C3:1) [Moles/volume] in Dried blood spot | Observation Sub-ID | [6 empty] | 0 | Not found
1795 | No | Organic Acid | 57085-3 | OBX | 53237-4 | OBX | 11 | 53237-4 |  |  | Observation Result Status | Observation Result Status | [5 empty] | F | F | Not found
1796 | No | Organic Acid | 57085-3 | OBX | 53237-4 | OBX | 19 | 53237-4 |  |  | Acrylylcarnitine (C3:1) [Moles/volume] in Dried blood spot | Date/Time of the Analysis | [6 empty] | 0 | Not found
1797 | No | Organic Acid | 57085-3 | OBX | 53237-4 | OBX | 29 | 53237-4 |  |  | Observation Type | Observation Type | [6 empty] | 0 | Not found
1798 |  | Organic Acid |  | OBX | [7 empty] | Propionylcarnitine (C3) [Moles/volume] in Dried blood spot
1799 |  | Organic Acid | 57085-3 | OBX | 53160-8 | OBX | 3 | 53160-8 |  |  | Propionylcarnitine (C3) [Moles/volume] in Dried blood spot | Observation Identifier | Numeric | 0..1 | O |  |  |  | 53160-8^Propionylcarnitine (C3) [Moles/volume] in Dried blood spot^LN | 53160-8^Propionylcarnitine (C3) [Moles/volume] in Dried blood spot^LN | Match
1800 |  | Organic Acid | 57085-3 | OBX | 53160-8 | OBX | 5 | 53160-8 |  |  | Propionylcarnitine (C3) [Moles/volume] in Dried blood spot | Observation Value | [5 empty] | 5.16 | 5.16 | 5.16 | Match
1801 |  | Organic Acid | 57085-3 | OBX | 53160-8 | OBX | 6 | 53160-8 |  |  | Propionylcarnitine (C3) [Moles/volume] in Dried blood spot | Units | [5 empty] | umol/L^micromole per liter^UCUM | umol/L^micromole per liter^UCUM | umol/L^micromole per liter^UCUM | Match
1802 |  | Organic Acid | 57085-3 | OBX | 53160-8 | OBX | 2 | 53160-8 |  |  | Value Type | Value Type | [6 empty] | NM | NM | Match
1803 |  | Organic Acid | 57085-3 | OBX | 53160-8 | OBX | 4 | 53160-8 |  |  | Propionylcarnitine (C3) [Moles/volume] in Dried blood spot | Observation Sub-ID | [6 empty] | 0 | 0 | Match
1804 |  | Organic Acid | 57085-3 | OBX | 53160-8 | OBX | 11 | 53160-8 |  |  | Observation Result Status | Observation Result Status | [5 empty] | F | F | F | Match
1805 |  | Organic Acid | 57085-3 | OBX | 53160-8 | OBX | 19 | 53160-8 |  |  | Propionylcarnitine (C3) [Moles/volume] in Dried blood spot | Date/Time of the Analysis | [5 empty] | 201702281252-0500 | 201702281252-0500 | 201702291252-0500
1806 |  | Organic Acid | 57085-3 | OBX | 53160-8 | OBX | 29 | 53160-8 |  |  | Observation Type | Observation Type | [5 empty] | RSLT | RSLT | RSLT | Match
1807 | No | Organic Acid |  | OBX | [7 empty] | Propionylcarnitine (C3)/Methionine [Molar ratio] in Dried blood spot
1808 | No | Organic Acid | 57085-3 | OBX | 53161-6 | OBX | 3 | 53161-6 |  |  | Propionylcarnitine (C3)/Methionine [Molar ratio] in Dried blood spot | Observation Identifier | Numeric | 0..1 | O |  |  |  | 53161-6^Propionylcarnitine (C3)/Methionine [Molar ratio] in Dried blood spot^LN | Not found
1809 | No | Organic Acid | 57085-3 | OBX | 53161-6 | OBX | 5 | 53161-6 |  |  | Propionylcarnitine (C3)/Methionine [Molar ratio] in Dried blood spot | Observation Value | [6 empty] | 0 | Not found
1810 | No | Organic Acid | 57085-3 | OBX | 53161-6 | OBX | 6 | 53161-6 |  |  | Propionylcarnitine (C3)/Methionine [Molar ratio] in Dried blood spot | Units | [6 empty] | 0 | Not found
1811 | No | Organic Acid | 57085-3 | OBX | 53161-6 | OBX | 2 | 53161-6 |  |  | Value Type | Value Type | [6 empty] | NM | Not found
1812 | No | Organic Acid | 57085-3 | OBX | 53161-6 | OBX | 4 | 53161-6 |  |  | Propionylcarnitine (C3)/Methionine [Molar ratio] in Dried blood spot | Observation Sub-ID | [6 empty] | 0 | Not found
1813 | No | Organic Acid | 57085-3 | OBX | 53161-6 | OBX | 11 | 53161-6 |  |  | Observation Result Status | Observation Result Status | [5 empty] | F | F | Not found
1814 | No | Organic Acid | 57085-3 | OBX | 53161-6 | OBX | 19 | 53161-6 |  |  | Propionylcarnitine (C3)/Methionine [Molar ratio] in Dried blood spot | Date/Time of the Analysis | [6 empty] | 0 | Not found
1815 | No | Organic Acid | 57085-3 | OBX | 53161-6 | OBX | 29 | 53161-6 |  |  | Observation Type | Observation Type | [6 empty] | 0 | Not found
1816 | No | Organic Acid |  | OBX | [7 empty] | Propionylcarnitine (C3)/Carnitine.free (C0) [Molar ratio] in Dried blood spot
1817 | No | Organic Acid | 57085-3 | OBX | 53162-4 | OBX | 3 | 53162-4 |  |  | Propionylcarnitine (C3)/Carnitine.free (C0) [Molar ratio] in Dried blood spot | Observation Identifier | Numeric | 0..1 | O |  |  |  | 53162-4^Propionylcarnitine (C3)/Carnitine.free (C0) [Molar ratio] in Dried blood spot^LN | Not found
1818 | No | Organic Acid | 57085-3 | OBX | 53162-4 | OBX | 5 | 53162-4 |  |  | Propionylcarnitine (C3)/Carnitine.free (C0) [Molar ratio] in Dried blood spot | Observation Value | [6 empty] | 0 | Not found
1819 | No | Organic Acid | 57085-3 | OBX | 53162-4 | OBX | 6 | 53162-4 |  |  | Propionylcarnitine (C3)/Carnitine.free (C0) [Molar ratio] in Dried blood spot | Units | [6 empty] | 0 | Not found
1820 | No | Organic Acid | 57085-3 | OBX | 53162-4 | OBX | 2 | 53162-4 |  |  | Value Type | Value Type | [6 empty] | NM | Not found
1821 | No | Organic Acid | 57085-3 | OBX | 53162-4 | OBX | 4 | 53162-4 |  |  | Propionylcarnitine (C3)/Carnitine.free (C0) [Molar ratio] in Dried blood spot | Observation Sub-ID | [6 empty] | 0 | Not found
1822 | No | Organic Acid | 57085-3 | OBX | 53162-4 | OBX | 11 | 53162-4 |  |  | Observation Result Status | Observation Result Status | [5 empty] | F | F | Not found
1823 | No | Organic Acid | 57085-3 | OBX | 53162-4 | OBX | 19 | 53162-4 |  |  | Propionylcarnitine (C3)/Carnitine.free (C0) [Molar ratio] in Dried blood spot | Date/Time of the Analysis | [6 empty] | 0 | Not found
1824 | No | Organic Acid | 57085-3 | OBX | 53162-4 | OBX | 29 | 53162-4 |  |  | Observation Type | Observation Type | [6 empty] | 0 | Not found
1825 |  | Organic Acid |  | OBX | [7 empty] | Propionylcarnitine (C3)/Acetylcarnitine (C2) [Molar ratio] in Dried blood spot
1826 |  | Organic Acid | 57085-3 | OBX | 53163-2 | OBX | 3 | 53163-2 |  |  | Propionylcarnitine (C3)/Acetylcarnitine (C2) [Molar ratio] in Dried blood spot | Observation Identifier | Numeric | 0..1 | O |  |  |  | 53163-2^Propionylcarnitine (C3)/Acetylcarnitine (C2) [Molar ratio] in Dried blood spot^LN | 53163-2^Propionylcarnitine (C3)/Acetylcarnitine (C2) [Molar ratio] in Dried blood spot^LN | Match
1827 |  | Organic Acid | 57085-3 | OBX | 53163-2 | OBX | 5 | 53163-2 |  |  | Propionylcarnitine (C3)/Acetylcarnitine (C2) [Molar ratio] in Dried blood spot | Observation Value | [5 empty] | 0.14 | 0.14 | 0.14 | Match
1828 |  | Organic Acid | 57085-3 | OBX | 53163-2 | OBX | 6 | 53163-2 |  |  | Propionylcarnitine (C3)/Acetylcarnitine (C2) [Molar ratio] in Dried blood spot | Units | [5 empty] | {ratio}^ratio^UCUM | {ratio}^ratio^UCUM | {ratio}^ratio^UCUM | Match
1829 |  | Organic Acid | 57085-3 | OBX | 53163-2 | OBX | 2 | 53163-2 |  |  | Value Type | Value Type | [6 empty] | NM | NM | Match
1830 |  | Organic Acid | 57085-3 | OBX | 53163-2 | OBX | 4 | 53163-2 |  |  | Propionylcarnitine (C3)/Acetylcarnitine (C2) [Molar ratio] in Dried blood spot | Observation Sub-ID | [6 empty] | 0 | 0 | Match
1831 |  | Organic Acid | 57085-3 | OBX | 53163-2 | OBX | 11 | 53163-2 |  |  | Observation Result Status | Observation Result Status | [5 empty] | F | F | F | Match
1832 |  | Organic Acid | 57085-3 | OBX | 53163-2 | OBX | 19 | 53163-2 |  |  | Propionylcarnitine (C3)/Acetylcarnitine (C2) [Molar ratio] in Dried blood spot | Date/Time of the Analysis | [5 empty] | 201702281252-0500 | 201702281252-0500 | 201702291252-0500
1833 |  | Organic Acid | 57085-3 | OBX | 53163-2 | OBX | 29 | 53163-2 |  |  | Observation Type | Observation Type | [5 empty] | RSLT | RSLT | RSLT | Match
1834 | No | Organic Acid |  | OBX | [7 empty] | Malonylcarnitine (C3-DC) [Moles/volume] in Dried blood spot
1835 | No | Organic Acid | 57085-3 | OBX | 54462-7 | OBX | 3 | 54462-7 |  |  | Malonylcarnitine (C3-DC) [Moles/volume] in Dried blood spot | Observation Identifier | Numeric | 0..1 | O |  |  |  | 54462-7^Malonylcarnitine (C3-DC) [Moles/volume] in Dried blood spot^LN | Not found
1836 | No | Organic Acid | 57085-3 | OBX | 54462-7 | OBX | 5 | 54462-7 |  |  | Malonylcarnitine (C3-DC) [Moles/volume] in Dried blood spot | Observation Value | [6 empty] | 0 | Not found
1837 | No | Organic Acid | 57085-3 | OBX | 54462-7 | OBX | 6 | 54462-7 |  |  | Malonylcarnitine (C3-DC) [Moles/volume] in Dried blood spot | Units | [6 empty] | 0 | Not found
1838 | No | Organic Acid | 57085-3 | OBX | 54462-7 | OBX | 2 | 54462-7 |  |  | Value Type | Value Type | [6 empty] | NM | Not found
1839 | No | Organic Acid | 57085-3 | OBX | 54462-7 | OBX | 4 | 54462-7 |  |  | Malonylcarnitine (C3-DC) [Moles/volume] in Dried blood spot | Observation Sub-ID | [6 empty] | 0 | Not found
1840 | No | Organic Acid | 57085-3 | OBX | 54462-7 | OBX | 11 | 54462-7 |  |  | Observation Result Status | Observation Result Status | [5 empty] | F | F | Not found
1841 | No | Organic Acid | 57085-3 | OBX | 54462-7 | OBX | 19 | 54462-7 |  |  | Malonylcarnitine (C3-DC) [Moles/volume] in Dried blood spot | Date/Time of the Analysis | [6 empty] | 0 | Not found
1842 | No | Organic Acid | 57085-3 | OBX | 54462-7 | OBX | 29 | 54462-7 |  |  | Observation Type | Observation Type | [6 empty] | 0 | Not found
1843 | No | Organic Acid |  | OBX | [7 empty] | Malonylcarnitine (C3- DC)+3-Hydroxybutyrylcarnitine (C4-OH) [Moles/volume] in Dried blood spot
1844 | No | Organic Acid | 57085-3 | OBX | 67708-8 | OBX | 3 | 67708-8 |  |  | Malonylcarnitine (C3- DC)+3-Hydroxybutyrylcarnitine (C4-OH) [Moles/volume] in Dried blood spot | Observation Identifier | Numeric | 0..1 | O |  |  |  | 67708-8^Malonylcarnitine (C3- DC)+3-Hydroxybutyrylcarnitine (C4-OH) [Moles/volume] in Dried blood spot^LN | Not found
1845 | No | Organic Acid | 57085-3 | OBX | 67708-8 | OBX | 5 | 67708-8 |  |  | Malonylcarnitine (C3- DC)+3-Hydroxybutyrylcarnitine (C4-OH) [Moles/volume] in Dried blood spot | Observation Value | [6 empty] | 0 | Not found
1846 | No | Organic Acid | 57085-3 | OBX | 67708-8 | OBX | 6 | 67708-8 |  |  | Malonylcarnitine (C3- DC)+3-Hydroxybutyrylcarnitine (C4-OH) [Moles/volume] in Dried blood spot | Units | [6 empty] | 0 | Not found
1847 | No | Organic Acid | 57085-3 | OBX | 67708-8 | OBX | 2 | 67708-8 |  |  | Value Type | Value Type | [6 empty] | NM | Not found
1848 | No | Organic Acid | 57085-3 | OBX | 67708-8 | OBX | 4 | 67708-8 |  |  | Malonylcarnitine (C3- DC)+3-Hydroxybutyrylcarnitine (C4-OH) [Moles/volume] in Dried blood spot | Observation Sub-ID | [6 empty] | 0 | Not found
1849 | No | Organic Acid | 57085-3 | OBX | 67708-8 | OBX | 11 | 67708-8 |  |  | Observation Result Status | Observation Result Status | [5 empty] | F | F | Not found
1850 | No | Organic Acid | 57085-3 | OBX | 67708-8 | OBX | 19 | 67708-8 |  |  | Malonylcarnitine (C3- DC)+3-Hydroxybutyrylcarnitine (C4-OH) [Moles/volume] in Dried blood spot | Date/Time of the Analysis | [6 empty] | 0 | Not found
1851 | No | Organic Acid | 57085-3 | OBX | 67708-8 | OBX | 29 | 67708-8 |  |  | Observation Type | Observation Type | [6 empty] | 0 | Not found
1852 | No | Organic Acid |  | OBX | [7 empty] | Malonylcarnitine (C3-DC)+ 3-Hydroxybutyrylcarnitine (C4-OH)/Decanoylcarnitine (C10) [Molar ratio] in Dried blood spot
1853 | No | Organic Acid | 57085-3 | OBX | 75213-9 | OBX | 3 | 75213-9 |  |  | Malonylcarnitine (C3-DC)+ 3-Hydroxybutyrylcarnitine (C4-OH)/Decanoylcarnitine (C10) [Molar ratio] in Dried blood spot | Observation Identifier | Numeric | 0..1 | O |  |  |  | 75213-9^Malonylcarnitine (C3-DC)+ 3-Hydroxybutyrylcarnitine (C4-OH)/Decanoylcarnitine (C10) [Molar ratio] in Dried blood spot^LN | Not found
1854 | No | Organic Acid | 57085-3 | OBX | 75213-9 | OBX | 5 | 75213-9 |  |  | Malonylcarnitine (C3-DC)+ 3-Hydroxybutyrylcarnitine (C4-OH)/Decanoylcarnitine (C10) [Molar ratio] in Dried blood spot | Observation Value | [6 empty] | 0 | Not found
1855 | No | Organic Acid | 57085-3 | OBX | 75213-9 | OBX | 6 | 75213-9 |  |  | Malonylcarnitine (C3-DC)+ 3-Hydroxybutyrylcarnitine (C4-OH)/Decanoylcarnitine (C10) [Molar ratio] in Dried blood spot | Units | [6 empty] | 0 | Not found
1856 | No | Organic Acid | 57085-3 | OBX | 75213-9 | OBX | 2 | 75213-9 |  |  | Value Type | Value Type | [6 empty] | NM | Not found
1857 | No | Organic Acid | 57085-3 | OBX | 75213-9 | OBX | 4 | 75213-9 |  |  | Malonylcarnitine (C3-DC)+ 3-Hydroxybutyrylcarnitine (C4-OH)/Decanoylcarnitine (C10) [Molar ratio] in Dried blood spot | Observation Sub-ID | [6 empty] | 0 | Not found
1858 | No | Organic Acid | 57085-3 | OBX | 75213-9 | OBX | 11 | 75213-9 |  |  | Observation Result Status | Observation Result Status | [5 empty] | F | F | Not found
1859 | No | Organic Acid | 57085-3 | OBX | 75213-9 | OBX | 19 | 75213-9 |  |  | Malonylcarnitine (C3-DC)+ 3-Hydroxybutyrylcarnitine (C4-OH)/Decanoylcarnitine (C10) [Molar ratio] in Dried blood spot | Date/Time of the Analysis | [6 empty] | 0 | Not found
1860 | No | Organic Acid | 57085-3 | OBX | 75213-9 | OBX | 29 | 75213-9 |  |  | Observation Type | Observation Type | [6 empty] | 0 | Not found
1861 | No | Organic Acid |  | OBX | [7 empty] | Propionylcarnitine (C3)/Palmitoylcarnitine (C16) [Molar ratio] in Dried blood spot
1862 | No | Organic Acid | 57085-3 | OBX | 53164-0 | OBX | 3 | 53164-0 |  |  | Propionylcarnitine (C3)/Palmitoylcarnitine (C16) [Molar ratio] in Dried blood spot | Observation Identifier | Numeric | 0..1 | O |  |  |  | 53164-0^Propionylcarnitine (C3)/Palmitoylcarnitine (C16) [Molar ratio] in Dried blood spot^LN | Not found
1863 | No | Organic Acid | 57085-3 | OBX | 53164-0 | OBX | 5 | 53164-0 |  |  | Propionylcarnitine (C3)/Palmitoylcarnitine (C16) [Molar ratio] in Dried blood spot | Observation Value | [6 empty] | 0 | Not found
1864 | No | Organic Acid | 57085-3 | OBX | 53164-0 | OBX | 6 | 53164-0 |  |  | Propionylcarnitine (C3)/Palmitoylcarnitine (C16) [Molar ratio] in Dried blood spot | Units | [6 empty] | 0 | Not found
1865 | No | Organic Acid | 57085-3 | OBX | 53164-0 | OBX | 2 | 53164-0 |  |  | Value Type | Value Type | [6 empty] | NM | Not found
1866 | No | Organic Acid | 57085-3 | OBX | 53164-0 | OBX | 4 | 53164-0 |  |  | Propionylcarnitine (C3)/Palmitoylcarnitine (C16) [Molar ratio] in Dried blood spot | Observation Sub-ID | [6 empty] | 0 | Not found
1867 | No | Organic Acid | 57085-3 | OBX | 53164-0 | OBX | 11 | 53164-0 |  |  | Observation Result Status | Observation Result Status | [5 empty] | F | F | Not found
1868 | No | Organic Acid | 57085-3 | OBX | 53164-0 | OBX | 19 | 53164-0 |  |  | Propionylcarnitine (C3)/Palmitoylcarnitine (C16) [Molar ratio] in Dried blood spot | Date/Time of the Analysis | [6 empty] | 0 | Not found
1869 | No | Organic Acid | 57085-3 | OBX | 53164-0 | OBX | 29 | 53164-0 |  |  | Observation Type | Observation Type | [6 empty] | 0 | Not found
1870 | No | Organic Acid |  | OBX | [7 empty] | Butyrylcarnitine+Isobutyrylc arnitine (C4) [Moles/volume] in Dried blood spot
1871 | No | Organic Acid | 57085-3 | OBX | 53166-5 | OBX | 3 | 53166-5 |  |  | Butyrylcarnitine+Isobutyrylc arnitine (C4) [Moles/volume] in Dried blood spot | Observation Identifier | Numeric | 0..1 | O |  |  |  | 53166-5^Butyrylcarnitine+Isobutyrylc arnitine (C4) [Moles/volume] in Dried blood spot^LN | Not found
1872 | No | Organic Acid | 57085-3 | OBX | 53166-5 | OBX | 5 | 53166-5 |  |  | Butyrylcarnitine+Isobutyrylc arnitine (C4) [Moles/volume] in Dried blood spot | Observation Value | [6 empty] | 0 | Not found
1873 | No | Organic Acid | 57085-3 | OBX | 53166-5 | OBX | 6 | 53166-5 |  |  | Butyrylcarnitine+Isobutyrylc arnitine (C4) [Moles/volume] in Dried blood spot | Units | [6 empty] | 0 | Not found
1874 | No | Organic Acid | 57085-3 | OBX | 53166-5 | OBX | 2 | 53166-5 |  |  | Value Type | Value Type | [6 empty] | NM | Not found
1875 | No | Organic Acid | 57085-3 | OBX | 53166-5 | OBX | 4 | 53166-5 |  |  | Butyrylcarnitine+Isobutyrylc arnitine (C4) [Moles/volume] in Dried blood spot | Observation Sub-ID | [6 empty] | 0 | Not found
1876 | No | Organic Acid | 57085-3 | OBX | 53166-5 | OBX | 11 | 53166-5 |  |  | Observation Result Status | Observation Result Status | [5 empty] | F | F | Not found
1877 | No | Organic Acid | 57085-3 | OBX | 53166-5 | OBX | 19 | 53166-5 |  |  | Butyrylcarnitine+Isobutyrylc arnitine (C4) [Moles/volume] in Dried blood spot | Date/Time of the Analysis | [6 empty] | 0 | Not found
1878 | No | Organic Acid | 57085-3 | OBX | 53166-5 | OBX | 29 | 53166-5 |  |  | Observation Type | Observation Type | [6 empty] | 0 | Not found
1879 | No | Organic Acid |  | OBX | [7 empty] | Butyrylcarnitine+Isobutyrylc arnitine (C4)/Acetylcarnitine (C2) [Molar ratio] in Dried blood spot
1880 | No | Organic Acid | 57085-3 | OBX | 53167-3 | OBX | 3 | 53167-3 |  |  | Butyrylcarnitine+Isobutyrylc arnitine (C4)/Acetylcarnitine (C2) [Molar ratio] in Dried blood spot | Observation Identifier | Numeric | 0..1 | O |  |  |  | 53167-3^Butyrylcarnitine+Isobutyrylc arnitine (C4)/Acetylcarnitine (C2) [Molar ratio] in Dried blood spot^LN | Not found
1881 | No | Organic Acid | 57085-3 | OBX | 53167-3 | OBX | 5 | 53167-3 |  |  | Butyrylcarnitine+Isobutyrylc arnitine (C4)/Acetylcarnitine (C2) [Molar ratio] in Dried blood spot | Observation Value | [6 empty] | 0 | Not found
1882 | No | Organic Acid | 57085-3 | OBX | 53167-3 | OBX | 6 | 53167-3 |  |  | Butyrylcarnitine+Isobutyrylc arnitine (C4)/Acetylcarnitine (C2) [Molar ratio] in Dried blood spot | Units | [6 empty] | 0 | Not found
1883 | No | Organic Acid | 57085-3 | OBX | 53167-3 | OBX | 2 | 53167-3 |  |  | Value Type | Value Type | [6 empty] | NM | Not found
1884 | No | Organic Acid | 57085-3 | OBX | 53167-3 | OBX | 4 | 53167-3 |  |  | Butyrylcarnitine+Isobutyrylc arnitine (C4)/Acetylcarnitine (C2) [Molar ratio] in Dried blood spot | Observation Sub-ID | [6 empty] | 0 | Not found
1885 | No | Organic Acid | 57085-3 | OBX | 53167-3 | OBX | 11 | 53167-3 |  |  | Observation Result Status | Observation Result Status | [5 empty] | F | F | Not found
1886 | No | Organic Acid | 57085-3 | OBX | 53167-3 | OBX | 19 | 53167-3 |  |  | Butyrylcarnitine+Isobutyrylc arnitine (C4)/Acetylcarnitine (C2) [Molar ratio] in Dried blood spot | Date/Time of the Analysis | [6 empty] | 0 | Not found
1887 | No | Organic Acid | 57085-3 | OBX | 53167-3 | OBX | 29 | 53167-3 |  |  | Observation Type | Observation Type | [6 empty] | 0 | Not found
1888 | No | Organic Acid |  | OBX | [7 empty] | Butyrylcarnitine+Isobutyrylc arnitine (C4)/Propionylcarnitine (C3) [Molar ratio] in Dried blood spot
1889 | No | Organic Acid | 57085-3 | OBX | 53168-1 | OBX | 3 | 53168-1 |  |  | Butyrylcarnitine+Isobutyrylc arnitine (C4)/Propionylcarnitine (C3) [Molar ratio] in Dried blood spot | Observation Identifier | Numeric | 0..1 | O |  |  |  | 53168-1^Butyrylcarnitine+Isobutyrylc arnitine (C4)/Propionylcarnitine (C3) [Molar ratio] in Dried blood spot^LN | Not found
1890 | No | Organic Acid | 57085-3 | OBX | 53168-1 | OBX | 5 | 53168-1 |  |  | Butyrylcarnitine+Isobutyrylc arnitine (C4)/Propionylcarnitine (C3) [Molar ratio] in Dried blood spot | Observation Value | [6 empty] | 0 | Not found
1891 | No | Organic Acid | 57085-3 | OBX | 53168-1 | OBX | 6 | 53168-1 |  |  | Butyrylcarnitine+Isobutyrylc arnitine (C4)/Propionylcarnitine (C3) [Molar ratio] in Dried blood spot | Units | [6 empty] | 0 | Not found
1892 | No | Organic Acid | 57085-3 | OBX | 53168-1 | OBX | 2 | 53168-1 |  |  | Value Type | Value Type | [6 empty] | NM | Not found
1893 | No | Organic Acid | 57085-3 | OBX | 53168-1 | OBX | 4 | 53168-1 |  |  | Butyrylcarnitine+Isobutyrylc arnitine (C4)/Propionylcarnitine (C3) [Molar ratio] in Dried blood spot | Observation Sub-ID | [6 empty] | 0 | Not found
1894 | No | Organic Acid | 57085-3 | OBX | 53168-1 | OBX | 11 | 53168-1 |  |  | Observation Result Status | Observation Result Status | [5 empty] | F | F | Not found
1895 | No | Organic Acid | 57085-3 | OBX | 53168-1 | OBX | 19 | 53168-1 |  |  | Butyrylcarnitine+Isobutyrylc arnitine (C4)/Propionylcarnitine (C3) [Molar ratio] in Dried blood spot | Date/Time of the Analysis | [6 empty] | 0 | Not found
1896 | No | Organic Acid | 57085-3 | OBX | 53168-1 | OBX | 29 | 53168-1 |  |  | Observation Type | Observation Type | [6 empty] | 0 | Not found
1897 | No | Organic Acid |  | OBX | [7 empty] | Butyrylcarnitine+Isobutyrylc arnitine (C4)/Octanoylcarnitine (C8) [Molar ratio] in Dried blood spot
1898 | No | Organic Acid | 57085-3 | OBX | 53169-9 | OBX | 3 | 53169-9 |  |  | Butyrylcarnitine+Isobutyrylc arnitine (C4)/Octanoylcarnitine (C8) [Molar ratio] in Dried blood spot | Observation Identifier | Numeric | 0..1 | O |  |  |  | 53169-9^Butyrylcarnitine+Isobutyrylc arnitine (C4)/Octanoylcarnitine (C8) [Molar ratio] in Dried blood spot^LN | Not found
1899 | No | Organic Acid | 57085-3 | OBX | 53169-9 | OBX | 5 | 53169-9 |  |  | Butyrylcarnitine+Isobutyrylc arnitine (C4)/Octanoylcarnitine (C8) [Molar ratio] in Dried blood spot | Observation Value | [6 empty] | 0 | Not found
1900 | No | Organic Acid | 57085-3 | OBX | 53169-9 | OBX | 6 | 53169-9 |  |  | Butyrylcarnitine+Isobutyrylc arnitine (C4)/Octanoylcarnitine (C8) [Molar ratio] in Dried blood spot | Units | [6 empty] | 0 | Not found
1901 | No | Organic Acid | 57085-3 | OBX | 53169-9 | OBX | 2 | 53169-9 |  |  | Value Type | Value Type | [6 empty] | NM | Not found
1902 | No | Organic Acid | 57085-3 | OBX | 53169-9 | OBX | 4 | 53169-9 |  |  | Butyrylcarnitine+Isobutyrylc arnitine (C4)/Octanoylcarnitine (C8) [Molar ratio] in Dried blood spot | Observation Sub-ID | [6 empty] | 0 | Not found
1903 | No | Organic Acid | 57085-3 | OBX | 53169-9 | OBX | 11 | 53169-9 |  |  | Observation Result Status | Observation Result Status | [5 empty] | F | F | Not found
1904 | No | Organic Acid | 57085-3 | OBX | 53169-9 | OBX | 19 | 53169-9 |  |  | Butyrylcarnitine+Isobutyrylc arnitine (C4)/Octanoylcarnitine (C8) [Molar ratio] in Dried blood spot | Date/Time of the Analysis | [6 empty] | 0 | Not found
1905 | No | Organic Acid | 57085-3 | OBX | 53169-9 | OBX | 29 | 53169-9 |  |  | Observation Type | Observation Type | [6 empty] | 0 | Not found
1906 |  | Organic Acid |  | OBX | [7 empty] | Tiglylcarnitine (C5:1) [Moles/volume] in Dried blood spot
1907 |  | Organic Acid | 57085-3 | OBX | 53170-7 | OBX | 3 | 53170-7 |  |  | Tiglylcarnitine (C5:1) [Moles/volume] in Dried blood spot | Observation Identifier | Numeric | 0..1 | O |  |  |  | 53170-7^Tiglylcarnitine (C5:1) [Moles/volume] in Dried blood spot^LN | 53170-7^Tiglylcarnitine (C5:1) [Moles/volume] in Dried blood spot^LN | Match
1908 |  | Organic Acid | 57085-3 | OBX | 53170-7 | OBX | 5 | 53170-7 |  |  | Tiglylcarnitine (C5:1) [Moles/volume] in Dried blood spot | Observation Value | [5 empty] | 0.03 | 0.03 | 0.03 | Match
1909 |  | Organic Acid | 57085-3 | OBX | 53170-7 | OBX | 6 | 53170-7 |  |  | Tiglylcarnitine (C5:1) [Moles/volume] in Dried blood spot | Units | [5 empty] | umol/L^micromole per liter^UCUM | umol/L^micromole per liter^UCUM | umol/L^micromole per liter^UCUM | Match
1910 |  | Organic Acid | 57085-3 | OBX | 53170-7 | OBX | 2 | 53170-7 |  |  | Value Type | Value Type | [6 empty] | NM | NM | Match
1911 |  | Organic Acid | 57085-3 | OBX | 53170-7 | OBX | 4 | 53170-7 |  |  | Tiglylcarnitine (C5:1) [Moles/volume] in Dried blood spot | Observation Sub-ID | [6 empty] | 0 | 0 | Match
1912 |  | Organic Acid | 57085-3 | OBX | 53170-7 | OBX | 11 | 53170-7 |  |  | Observation Result Status | Observation Result Status | [5 empty] | F | F | F | Match
1913 |  | Organic Acid | 57085-3 | OBX | 53170-7 | OBX | 19 | 53170-7 |  |  | Tiglylcarnitine (C5:1) [Moles/volume] in Dried blood spot | Date/Time of the Analysis | [5 empty] | 201702281252-0500 | 201702281252-0500 | 201702291252-0500
1914 |  | Organic Acid | 57085-3 | OBX | 53170-7 | OBX | 29 | 53170-7 |  |  | Observation Type | Observation Type | [5 empty] | RSLT | RSLT | RSLT | Match
1915 |  | Organic Acid |  | OBX | [7 empty] | Glutarylcarnitine (C5-DC) [Moles/volume] in Dried blood spot
1916 |  | Organic Acid | 57085-3 | OBX | 45207-8 | OBX | 3 | 45207-8 |  |  | Glutarylcarnitine (C5-DC) [Moles/volume] in Dried blood spot | Observation Identifier | Numeric | 0..1 | O |  |  |  | 45207-8^Glutarylcarnitine (C5-DC) [Moles/volume] in Dried blood spot^LN | 45207-8^Glutarylcarnitine (C5-DC) [Moles/volume] in Dried blood spot^LN | Match
1917 |  | Organic Acid | 57085-3 | OBX | 45207-8 | OBX | 5 | 45207-8 |  |  | Glutarylcarnitine (C5-DC) [Moles/volume] in Dried blood spot | Observation Value | [5 empty] | 0.06 | 0.06 | 0.06 | Match
1918 |  | Organic Acid | 57085-3 | OBX | 45207-8 | OBX | 6 | 45207-8 |  |  | Glutarylcarnitine (C5-DC) [Moles/volume] in Dried blood spot | Units | [5 empty] | umol/L^micromole per liter^UCUM | umol/L^micromole per liter^UCUM | umol/L^micromole per liter^UCUM | Match
1919 |  | Organic Acid | 57085-3 | OBX | 45207-8 | OBX | 2 | 45207-8 |  |  | Value Type | Value Type | [6 empty] | NM | NM | Match
1920 |  | Organic Acid | 57085-3 | OBX | 45207-8 | OBX | 4 | 45207-8 |  |  | Glutarylcarnitine (C5-DC) [Moles/volume] in Dried blood spot | Observation Sub-ID | [6 empty] | 0 | 0 | Match
1921 |  | Organic Acid | 57085-3 | OBX | 45207-8 | OBX | 11 | 45207-8 |  |  | Observation Result Status | Observation Result Status | [5 empty] | F | F | F | Match
1922 |  | Organic Acid | 57085-3 | OBX | 45207-8 | OBX | 19 | 45207-8 |  |  | Glutarylcarnitine (C5-DC) [Moles/volume] in Dried blood spot | Date/Time of the Analysis | [5 empty] | 201702281252-0500 | 201702281252-0500 | 201702291252-0500
1923 |  | Organic Acid | 57085-3 | OBX | 45207-8 | OBX | 29 | 45207-8 |  |  | Observation Type | Observation Type | [5 empty] | RSLT | RSLT | RSLT | Match
1924 | No | Organic Acid |  | OBX | [7 empty] | Glutarylcarnitine (C5-DC)/ Malonylcarnitine (C3-DC) [Molar ratio] in Dried blood spot
1925 | No | Organic Acid | 57085-3 | OBX | 75216-2 | OBX | 3 | 75216-2 |  |  | Glutarylcarnitine (C5-DC)/ Malonylcarnitine (C3-DC) [Molar ratio] in Dried blood spot | Observation Identifier | Numeric | 0..1 | O |  |  |  | 75216-2^Glutarylcarnitine (C5-DC)/ Malonylcarnitine (C3-DC) [Molar ratio] in Dried blood spot^LN | Not found
1926 | No | Organic Acid | 57085-3 | OBX | 75216-2 | OBX | 5 | 75216-2 |  |  | Glutarylcarnitine (C5-DC)/ Malonylcarnitine (C3-DC) [Molar ratio] in Dried blood spot | Observation Value | [6 empty] | 0 | Not found
1927 | No | Organic Acid | 57085-3 | OBX | 75216-2 | OBX | 6 | 75216-2 |  |  | Glutarylcarnitine (C5-DC)/ Malonylcarnitine (C3-DC) [Molar ratio] in Dried blood spot | Units | [6 empty] | 0 | Not found
1928 | No | Organic Acid | 57085-3 | OBX | 75216-2 | OBX | 2 | 75216-2 |  |  | Value Type | Value Type | [6 empty] | NM | Not found
1929 | No | Organic Acid | 57085-3 | OBX | 75216-2 | OBX | 4 | 75216-2 |  |  | Glutarylcarnitine (C5-DC)/ Malonylcarnitine (C3-DC) [Molar ratio] in Dried blood spot | Observation Sub-ID | [6 empty] | 0 | Not found
1930 | No | Organic Acid | 57085-3 | OBX | 75216-2 | OBX | 11 | 75216-2 |  |  | Observation Result Status | Observation Result Status | [5 empty] | F | F | Not found
1931 | No | Organic Acid | 57085-3 | OBX | 75216-2 | OBX | 19 | 75216-2 |  |  | Glutarylcarnitine (C5-DC)/ Malonylcarnitine (C3-DC) [Molar ratio] in Dried blood spot | Date/Time of the Analysis | [6 empty] | 0 | Not found
1932 | No | Organic Acid | 57085-3 | OBX | 75216-2 | OBX | 29 | 75216-2 |  |  | Observation Type | Observation Type | [6 empty] | 0 | Not found
1933 | No | Organic Acid |  | OBX | [7 empty] | Glutarylcarnitine (C5- DC)+3-Hydroxyhexanoylcarnitine (C6-OH)/Palmitoylcarnitine (C16) [Molar ratio] in Dried blood spot
1934 | No | Organic Acid | 57085-3 | OBX | 67701-3 | OBX | 3 | 67701-3 |  |  | Glutarylcarnitine (C5- DC)+3-Hydroxyhexanoylcarnitine (C6-OH)/Palmitoylcarnitine (C16) [Molar ratio] in Dried blood spot | Observation Identifier | Numeric | 0..1 | O |  |  |  | 67701-3^Glutarylcarnitine (C5- DC)+3-Hydroxyhexanoylcarnitine (C6-OH)/Palmitoylcarnitine (C16) [Molar ratio] in Dried blood spot^LN | Not found
1935 | No | Organic Acid | 57085-3 | OBX | 67701-3 | OBX | 5 | 67701-3 |  |  | Glutarylcarnitine (C5- DC)+3-Hydroxyhexanoylcarnitine (C6-OH)/Palmitoylcarnitine (C16) [Molar ratio] in Dried blood spot | Observation Value | [6 empty] | 0 | Not found
1936 | No | Organic Acid | 57085-3 | OBX | 67701-3 | OBX | 6 | 67701-3 |  |  | Glutarylcarnitine (C5- DC)+3-Hydroxyhexanoylcarnitine (C6-OH)/Palmitoylcarnitine (C16) [Molar ratio] in Dried blood spot | Units | [6 empty] | 0 | Not found
1937 | No | Organic Acid | 57085-3 | OBX | 67701-3 | OBX | 2 | 67701-3 |  |  | Value Type | Value Type | [6 empty] | NM | Not found
1938 | No | Organic Acid | 57085-3 | OBX | 67701-3 | OBX | 4 | 67701-3 |  |  | Glutarylcarnitine (C5- DC)+3-Hydroxyhexanoylcarnitine (C6-OH)/Palmitoylcarnitine (C16) [Molar ratio] in Dried blood spot | Observation Sub-ID | [6 empty] | 0 | Not found
1939 | No | Organic Acid | 57085-3 | OBX | 67701-3 | OBX | 11 | 67701-3 |  |  | Observation Result Status | Observation Result Status | [5 empty] | F | F | Not found
1940 | No | Organic Acid | 57085-3 | OBX | 67701-3 | OBX | 19 | 67701-3 |  |  | Glutarylcarnitine (C5- DC)+3-Hydroxyhexanoylcarnitine (C6-OH)/Palmitoylcarnitine (C16) [Molar ratio] in Dried blood spot | Date/Time of the Analysis | [6 empty] | 0 | Not found
1941 | No | Organic Acid | 57085-3 | OBX | 67701-3 | OBX | 29 | 67701-3 |  |  | Observation Type | Observation Type | [6 empty] | 0 | Not found
1942 | No | Organic Acid |  | OBX | [7 empty] | Glutarylcarnitine (C5- DC)+3-Hydroxyhexanoylcarnitine (C6-OH) [Moles/volume] in Dried blood spot
1943 | No | Organic Acid | 57085-3 | OBX | 67710-4 | OBX | 3 | 67710-4 |  |  | Glutarylcarnitine (C5- DC)+3-Hydroxyhexanoylcarnitine (C6-OH) [Moles/volume] in Dried blood spot | Observation Identifier | Numeric | 0..1 | O |  |  |  | 67710-4^Glutarylcarnitine (C5- DC)+3-Hydroxyhexanoylcarnitine (C6-OH) [Moles/volume] in Dried blood spot^LN | Not found
1944 | No | Organic Acid | 57085-3 | OBX | 67710-4 | OBX | 5 | 67710-4 |  |  | Glutarylcarnitine (C5- DC)+3-Hydroxyhexanoylcarnitine (C6-OH) [Moles/volume] in Dried blood spot | Observation Value | [6 empty] | 0 | Not found
1945 | No | Organic Acid | 57085-3 | OBX | 67710-4 | OBX | 6 | 67710-4 |  |  | Glutarylcarnitine (C5- DC)+3-Hydroxyhexanoylcarnitine (C6-OH) [Moles/volume] in Dried blood spot | Units | [6 empty] | 0 | Not found
1946 | No | Organic Acid | 57085-3 | OBX | 67710-4 | OBX | 2 | 67710-4 |  |  | Value Type | Value Type | [6 empty] | NM | Not found
1947 | No | Organic Acid | 57085-3 | OBX | 67710-4 | OBX | 4 | 67710-4 |  |  | Glutarylcarnitine (C5- DC)+3-Hydroxyhexanoylcarnitine (C6-OH) [Moles/volume] in Dried blood spot | Observation Sub-ID | [6 empty] | 0 | Not found
1948 | No | Organic Acid | 57085-3 | OBX | 67710-4 | OBX | 11 | 67710-4 |  |  | Observation Result Status | Observation Result Status | [5 empty] | F | F | Not found
1949 | No | Organic Acid | 57085-3 | OBX | 67710-4 | OBX | 19 | 67710-4 |  |  | Glutarylcarnitine (C5- DC)+3-Hydroxyhexanoylcarnitine (C6-OH) [Moles/volume] in Dried blood spot | Date/Time of the Analysis | [6 empty] | 0 | Not found
1950 | No | Organic Acid | 57085-3 | OBX | 67710-4 | OBX | 29 | 67710-4 |  |  | Observation Type | Observation Type | [6 empty] | 0 | Not found
1951 | No | Organic Acid |  | OBX | [7 empty] | Glutarylcarnitine (C5- DC)+3-Hydroxyhexanoylcarnitine (C6-OH)/Octanoylcarnitine (C8) [Molar ratio] in Dried blood spot
1952 | No | Organic Acid | 57085-3 | OBX | 67711-2 | OBX | 3 | 67711-2 |  |  | Glutarylcarnitine (C5- DC)+3-Hydroxyhexanoylcarnitine (C6-OH)/Octanoylcarnitine (C8) [Molar ratio] in Dried blood spot | Observation Identifier | Numeric | 0..1 | O |  |  |  | 67711-2^Glutarylcarnitine (C5- DC)+3-Hydroxyhexanoylcarnitine (C6-OH)/Octanoylcarnitine (C8) [Molar ratio] in Dried blood spot^LN | Not found
1953 | No | Organic Acid | 57085-3 | OBX | 67711-2 | OBX | 5 | 67711-2 |  |  | Glutarylcarnitine (C5- DC)+3-Hydroxyhexanoylcarnitine (C6-OH)/Octanoylcarnitine (C8) [Molar ratio] in Dried blood spot | Observation Value | [6 empty] | 0 | Not found
1954 | No | Organic Acid | 57085-3 | OBX | 67711-2 | OBX | 6 | 67711-2 |  |  | Glutarylcarnitine (C5- DC)+3-Hydroxyhexanoylcarnitine (C6-OH)/Octanoylcarnitine (C8) [Molar ratio] in Dried blood spot | Units | [6 empty] | 0 | Not found
1955 | No | Organic Acid | 57085-3 | OBX | 67711-2 | OBX | 2 | 67711-2 |  |  | Value Type | Value Type | [6 empty] | NM | Not found
1956 | No | Organic Acid | 57085-3 | OBX | 67711-2 | OBX | 4 | 67711-2 |  |  | Glutarylcarnitine (C5- DC)+3-Hydroxyhexanoylcarnitine (C6-OH)/Octanoylcarnitine (C8) [Molar ratio] in Dried blood spot | Observation Sub-ID | [6 empty] | 0 | Not found
1957 | No | Organic Acid | 57085-3 | OBX | 67711-2 | OBX | 11 | 67711-2 |  |  | Observation Result Status | Observation Result Status | [5 empty] | F | F | Not found
1958 | No | Organic Acid | 57085-3 | OBX | 67711-2 | OBX | 19 | 67711-2 |  |  | Glutarylcarnitine (C5- DC)+3-Hydroxyhexanoylcarnitine (C6-OH)/Octanoylcarnitine (C8) [Molar ratio] in Dried blood spot | Date/Time of the Analysis | [6 empty] | 0 | Not found
1959 | No | Organic Acid | 57085-3 | OBX | 67711-2 | OBX | 29 | 67711-2 |  |  | Observation Type | Observation Type | [6 empty] | 0 | Not found
1960 |  | Organic Acid |  | OBX | [7 empty] | Isovalerylcarnitine+Methylb utyrylcarnitine (C5) [Moles/volume] in Dried blood spot
1961 |  | Organic Acid | 57085-3 | OBX | 45216-9 | OBX | 3 | 45216-9 |  |  | Isovalerylcarnitine+Methylb utyrylcarnitine (C5) [Moles/volume] in Dried blood spot | Observation Identifier | Numeric | 0..1 | O |  |  |  | 45216-9^Isovalerylcarnitine+Methylb utyrylcarnitine (C5) [Moles/volume] in Dried blood spot^LN | 45216-9^Isovalerylcarnitine+Methylbutyrylcarnitine (C5) [Moles/volume] in Dried blood spot^LN
1962 |  | Organic Acid | 57085-3 | OBX | 45216-9 | OBX | 5 | 45216-9 |  |  | Isovalerylcarnitine+Methylb utyrylcarnitine (C5) [Moles/volume] in Dried blood spot | Observation Value | [5 empty] | 1.45 | 1.45 | 1.45 | Match
1963 |  | Organic Acid | 57085-3 | OBX | 45216-9 | OBX | 6 | 45216-9 |  |  | Isovalerylcarnitine+Methylb utyrylcarnitine (C5) [Moles/volume] in Dried blood spot | Units | [5 empty] | umol/L^micromole per liter^UCUM | umol/L^micromole per liter^UCUM | umol/L^micromole per liter^UCUM | Match
1964 |  | Organic Acid | 57085-3 | OBX | 45216-9 | OBX | 2 | 45216-9 |  |  | Value Type | Value Type | [6 empty] | NM | NM | Match
1965 |  | Organic Acid | 57085-3 | OBX | 45216-9 | OBX | 4 | 45216-9 |  |  | Isovalerylcarnitine+Methylb utyrylcarnitine (C5) [Moles/volume] in Dried blood spot | Observation Sub-ID | [6 empty] | 0 | 0 | Match
1966 |  | Organic Acid | 57085-3 | OBX | 45216-9 | OBX | 11 | 45216-9 |  |  | Observation Result Status | Observation Result Status | [5 empty] | F | F | F | Match
1967 |  | Organic Acid | 57085-3 | OBX | 45216-9 | OBX | 19 | 45216-9 |  |  | Isovalerylcarnitine+Methylb utyrylcarnitine (C5) [Moles/volume] in Dried blood spot | Date/Time of the Analysis | [5 empty] | 201702281252-0500 | 201702281252-0500 | 201702291252-0500
1968 |  | Organic Acid | 57085-3 | OBX | 45216-9 | OBX | 29 | 45216-9 |  |  | Observation Type | Observation Type | [5 empty] | RSLT | RSLT | RSLT | Match
1969 | No | Organic Acid |  | OBX | [7 empty] | Isovalerylcarnitine+Methylb utyrylcarnitine (C5)/Carnitine.free (C0) [Molar ratio] in Dried blood spot
1970 | No | Organic Acid | 57085-3 | OBX | 53238-2 | OBX | 3 | 53238-2 |  |  | Isovalerylcarnitine+Methylb utyrylcarnitine (C5)/Carnitine.free (C0) [Molar ratio] in Dried blood spot | Observation Identifier | Numeric | 0..1 | O |  |  |  | 53238-2^Isovalerylcarnitine+Methylb utyrylcarnitine (C5)/Carnitine.free (C0) [Molar ratio] in Dried blood spot^LN | Not found
1971 | No | Organic Acid | 57085-3 | OBX | 53238-2 | OBX | 5 | 53238-2 |  |  | Isovalerylcarnitine+Methylb utyrylcarnitine (C5)/Carnitine.free (C0) [Molar ratio] in Dried blood spot | Observation Value | [6 empty] | 0 | Not found
1972 | No | Organic Acid | 57085-3 | OBX | 53238-2 | OBX | 6 | 53238-2 |  |  | Isovalerylcarnitine+Methylb utyrylcarnitine (C5)/Carnitine.free (C0) [Molar ratio] in Dried blood spot | Units | [6 empty] | 0 | Not found
1973 | No | Organic Acid | 57085-3 | OBX | 53238-2 | OBX | 2 | 53238-2 |  |  | Value Type | Value Type | [6 empty] | NM | Not found
1974 | No | Organic Acid | 57085-3 | OBX | 53238-2 | OBX | 4 | 53238-2 |  |  | Isovalerylcarnitine+Methylb utyrylcarnitine (C5)/Carnitine.free (C0) [Molar ratio] in Dried blood spot | Observation Sub-ID | [6 empty] | 0 | Not found
1975 | No | Organic Acid | 57085-3 | OBX | 53238-2 | OBX | 11 | 53238-2 |  |  | Observation Result Status | Observation Result Status | [5 empty] | F | F | Not found
1976 | No | Organic Acid | 57085-3 | OBX | 53238-2 | OBX | 19 | 53238-2 |  |  | Isovalerylcarnitine+Methylb utyrylcarnitine (C5)/Carnitine.free (C0) [Molar ratio] in Dried blood spot | Date/Time of the Analysis | [6 empty] | 0 | Not found
1977 | No | Organic Acid | 57085-3 | OBX | 53238-2 | OBX | 29 | 53238-2 |  |  | Observation Type | Observation Type | [6 empty] | 0 | Not found
1978 | No | Organic Acid |  | OBX | [7 empty] | Isovalerylcarnitine+Methylb utyrylcarnitine (C5)/Acetylcarnitine (C2) [Molar ratio] in Dried blood spot
1979 | No | Organic Acid | 57085-3 | OBX | 53239-0 | OBX | 3 | 53239-0 |  |  | Isovalerylcarnitine+Methylb utyrylcarnitine (C5)/Acetylcarnitine (C2) [Molar ratio] in Dried blood spot | Observation Identifier | Numeric | 0..1 | O |  |  |  | 53239-0^Isovalerylcarnitine+Methylb utyrylcarnitine (C5)/Acetylcarnitine (C2) [Molar ratio] in Dried blood spot^LN | Not found
1980 | No | Organic Acid | 57085-3 | OBX | 53239-0 | OBX | 5 | 53239-0 |  |  | Isovalerylcarnitine+Methylb utyrylcarnitine (C5)/Acetylcarnitine (C2) [Molar ratio] in Dried blood spot | Observation Value | [6 empty] | 0 | Not found
1981 | No | Organic Acid | 57085-3 | OBX | 53239-0 | OBX | 6 | 53239-0 |  |  | Isovalerylcarnitine+Methylb utyrylcarnitine (C5)/Acetylcarnitine (C2) [Molar ratio] in Dried blood spot | Units | [6 empty] | 0 | Not found
1982 | No | Organic Acid | 57085-3 | OBX | 53239-0 | OBX | 2 | 53239-0 |  |  | Value Type | Value Type | [6 empty] | NM | Not found
1983 | No | Organic Acid | 57085-3 | OBX | 53239-0 | OBX | 4 | 53239-0 |  |  | Isovalerylcarnitine+Methylb utyrylcarnitine (C5)/Acetylcarnitine (C2) [Molar ratio] in Dried blood spot | Observation Sub-ID | [6 empty] | 0 | Not found
1984 | No | Organic Acid | 57085-3 | OBX | 53239-0 | OBX | 11 | 53239-0 |  |  | Observation Result Status | Observation Result Status | [5 empty] | F | F | Not found
1985 | No | Organic Acid | 57085-3 | OBX | 53239-0 | OBX | 19 | 53239-0 |  |  | Isovalerylcarnitine+Methylb utyrylcarnitine (C5)/Acetylcarnitine (C2) [Molar ratio] in Dried blood spot | Date/Time of the Analysis | [6 empty] | 0 | Not found
1986 | No | Organic Acid | 57085-3 | OBX | 53239-0 | OBX | 29 | 53239-0 |  |  | Observation Type | Observation Type | [6 empty] | 0 | Not found
1987 | No | Organic Acid |  | OBX | [7 empty] | Isovalerylcarnitine+Methylb utyrylcarnitine (C5)/Propionylcarnitine (C3) [Molar ratio] in Dried blood spot
1988 | No | Organic Acid | 57085-3 | OBX | 53240-8 | OBX | 3 | 53240-8 |  |  | Isovalerylcarnitine+Methylb utyrylcarnitine (C5)/Propionylcarnitine (C3) [Molar ratio] in Dried blood spot | Observation Identifier | Numeric | 0..1 | O |  |  |  | 53240-8^Isovalerylcarnitine+Methylb utyrylcarnitine (C5)/Propionylcarnitine (C3) [Molar ratio] in Dried blood spot^LN | Not found
1989 | No | Organic Acid | 57085-3 | OBX | 53240-8 | OBX | 5 | 53240-8 |  |  | Isovalerylcarnitine+Methylb utyrylcarnitine (C5)/Propionylcarnitine (C3) [Molar ratio] in Dried blood spot | Observation Value | [6 empty] | 0 | Not found
1990 | No | Organic Acid | 57085-3 | OBX | 53240-8 | OBX | 6 | 53240-8 |  |  | Isovalerylcarnitine+Methylb utyrylcarnitine (C5)/Propionylcarnitine (C3) [Molar ratio] in Dried blood spot | Units | [6 empty] | 0 | Not found
1991 | No | Organic Acid | 57085-3 | OBX | 53240-8 | OBX | 2 | 53240-8 |  |  | Value Type | Value Type | [6 empty] | NM | Not found
1992 | No | Organic Acid | 57085-3 | OBX | 53240-8 | OBX | 4 | 53240-8 |  |  | Isovalerylcarnitine+Methylb utyrylcarnitine (C5)/Propionylcarnitine (C3) [Molar ratio] in Dried blood spot | Observation Sub-ID | [6 empty] | 0 | Not found
1993 | No | Organic Acid | 57085-3 | OBX | 53240-8 | OBX | 11 | 53240-8 |  |  | Observation Result Status | Observation Result Status | [5 empty] | F | F | Not found
1994 | No | Organic Acid | 57085-3 | OBX | 53240-8 | OBX | 19 | 53240-8 |  |  | Isovalerylcarnitine+Methylb utyrylcarnitine (C5)/Propionylcarnitine (C3) [Molar ratio] in Dried blood spot | Date/Time of the Analysis | [6 empty] | 0 | Not found
1995 | No | Organic Acid | 57085-3 | OBX | 53240-8 | OBX | 29 | 53240-8 |  |  | Observation Type | Observation Type | [6 empty] | 0 | Not found
1996 | No | Organic Acid |  | OBX | [7 empty] | Isovalerylcarnitine+Methylb utyrylcarnitine (C5)/Octanoylcarnitine (C8) [Molar ratio] in Dried blood spot
1997 | No | Organic Acid | 57085-3 | OBX | 53401-6 | OBX | 3 | 53401-6 |  |  | Isovalerylcarnitine+Methylb utyrylcarnitine (C5)/Octanoylcarnitine (C8) [Molar ratio] in Dried blood spot | Observation Identifier | Numeric | 0..1 | O |  |  |  | 53401-6^Isovalerylcarnitine+Methylb utyrylcarnitine (C5)/Octanoylcarnitine (C8) [Molar ratio] in Dried blood spot^LN | Not found
1998 | No | Organic Acid | 57085-3 | OBX | 53401-6 | OBX | 5 | 53401-6 |  |  | Isovalerylcarnitine+Methylb utyrylcarnitine (C5)/Octanoylcarnitine (C8) [Molar ratio] in Dried blood spot | Observation Value | [6 empty] | 0 | Not found
1999 | No | Organic Acid | 57085-3 | OBX | 53401-6 | OBX | 6 | 53401-6 |  |  | Isovalerylcarnitine+Methylb utyrylcarnitine (C5)/Octanoylcarnitine (C8) [Molar ratio] in Dried blood spot | Units | [6 empty] | 0 | Not found
2000 | No | Organic Acid | 57085-3 | OBX | 53401-6 | OBX | 2 | 53401-6 |  |  | Value Type | Value Type | [6 empty] | NM | Not found
2001 | No | Organic Acid | 57085-3 | OBX | 53401-6 | OBX | 4 | 53401-6 |  |  | Isovalerylcarnitine+Methylb utyrylcarnitine (C5)/Octanoylcarnitine (C8) [Molar ratio] in Dried blood spot | Observation Sub-ID | [6 empty] | 0 | Not found
2002 | No | Organic Acid | 57085-3 | OBX | 53401-6 | OBX | 11 | 53401-6 |  |  | Observation Result Status | Observation Result Status | [5 empty] | F | F | Not found
2003 | No | Organic Acid | 57085-3 | OBX | 53401-6 | OBX | 19 | 53401-6 |  |  | Isovalerylcarnitine+Methylb utyrylcarnitine (C5)/Octanoylcarnitine (C8) [Molar ratio] in Dried blood spot | Date/Time of the Analysis | [6 empty] | 0 | Not found
2004 | No | Organic Acid | 57085-3 | OBX | 53401-6 | OBX | 29 | 53401-6 |  |  | Observation Type | Observation Type | [6 empty] | 0 | Not found
2005 |  | Organic Acid |  | OBX | [7 empty] | 3-Hydroxyisovalerylcarnitine (C5-OH) [Moles/volume] in Dried blood spot
2006 |  | Organic Acid | 57085-3 | OBX | 50106-4 | OBX | 3 | 50106-4 |  |  | 3-Hydroxyisovalerylcarnitine (C5-OH) [Moles/volume] in Dried blood spot | Observation Identifier | Numeric | 0..1 | O |  |  |  | 50106-4^3-Hydroxyisovalerylcarnitine (C5-OH) [Moles/volume] in Dried blood spot^LN | 50106-4^3-Hydroxyisovalerylcarnitine (C5-OH) [Moles/volume] in Dried blood spot^LN | Match
2007 |  | Organic Acid | 57085-3 | OBX | 50106-4 | OBX | 5 | 50106-4 |  |  | 3-Hydroxyisovalerylcarnitine (C5-OH) [Moles/volume] in Dried blood spot | Observation Value | [5 empty] | 0.25 | 0.25 | 0.25 | Match
2008 |  | Organic Acid | 57085-3 | OBX | 50106-4 | OBX | 6 | 50106-4 |  |  | 3-Hydroxyisovalerylcarnitine (C5-OH) [Moles/volume] in Dried blood spot | Units | [5 empty] | umol/L^micromole per liter^UCUM | umol/L^micromole per liter^UCUM | umol/L^micromole per liter^UCUM | Match
2009 |  | Organic Acid | 57085-3 | OBX | 50106-4 | OBX | 2 | 50106-4 |  |  | Value Type | Value Type | [6 empty] | NM | NM | Match
2010 |  | Organic Acid | 57085-3 | OBX | 50106-4 | OBX | 4 | 50106-4 |  |  | 3-Hydroxyisovalerylcarnitine (C5-OH) [Moles/volume] in Dried blood spot | Observation Sub-ID | [6 empty] | 0 | 0 | Match
2011 |  | Organic Acid | 57085-3 | OBX | 50106-4 | OBX | 11 | 50106-4 |  |  | Observation Result Status | Observation Result Status | [5 empty] | F | F | F | Match
2012 |  | Organic Acid | 57085-3 | OBX | 50106-4 | OBX | 19 | 50106-4 |  |  | 3-Hydroxyisovalerylcarnitine (C5-OH) [Moles/volume] in Dried blood spot | Date/Time of the Analysis | [5 empty] | 201702281252-0500 | 201702281252-0500 | 201702291252-0500
2013 |  | Organic Acid | 57085-3 | OBX | 50106-4 | OBX | 29 | 50106-4 |  |  | Observation Type | Observation Type | [5 empty] | RSLT | RSLT | RSLT | Match
2014 | No | Organic Acid |  | OBX | [7 empty] | 3-Hydroxyisovalerylcarnitine (C5-OH)/Carnitine.free (C0) [Molar ratio] in Dried blood spot
2015 | No | Organic Acid | 57085-3 | OBX | 53171-5 | OBX | 3 | 53171-5 |  |  | 3-Hydroxyisovalerylcarnitine (C5-OH)/Carnitine.free (C0) [Molar ratio] in Dried blood spot | Observation Identifier | Numeric | 0..1 | O |  |  |  | 53171-5^3-Hydroxyisovalerylcarnitine (C5-OH)/Carnitine.free (C0) [Molar ratio] in Dried blood spot^LN | Not found
2016 | No | Organic Acid | 57085-3 | OBX | 53171-5 | OBX | 5 | 53171-5 |  |  | 3-Hydroxyisovalerylcarnitine (C5-OH)/Carnitine.free (C0) [Molar ratio] in Dried blood spot | Observation Value | [6 empty] | 0 | Not found
2017 | No | Organic Acid | 57085-3 | OBX | 53171-5 | OBX | 6 | 53171-5 |  |  | 3-Hydroxyisovalerylcarnitine (C5-OH)/Carnitine.free (C0) [Molar ratio] in Dried blood spot | Units | [6 empty] | 0 | Not found
2018 | No | Organic Acid | 57085-3 | OBX | 53171-5 | OBX | 2 | 53171-5 |  |  | Value Type | Value Type | [6 empty] | NM | Not found
2019 | No | Organic Acid | 57085-3 | OBX | 53171-5 | OBX | 4 | 53171-5 |  |  | 3-Hydroxyisovalerylcarnitine (C5-OH)/Carnitine.free (C0) [Molar ratio] in Dried blood spot | Observation Sub-ID | [6 empty] | 0 | Not found
2020 | No | Organic Acid | 57085-3 | OBX | 53171-5 | OBX | 11 | 53171-5 |  |  | Observation Result Status | Observation Result Status | [5 empty] | F | F | Not found
2021 | No | Organic Acid | 57085-3 | OBX | 53171-5 | OBX | 19 | 53171-5 |  |  | 3-Hydroxyisovalerylcarnitine (C5-OH)/Carnitine.free (C0) [Molar ratio] in Dried blood spot | Date/Time of the Analysis | [6 empty] | 0 | Not found
2022 | No | Organic Acid | 57085-3 | OBX | 53171-5 | OBX | 29 | 53171-5 |  |  | Observation Type | Observation Type | [6 empty] | 0 | Not found
2023 | No | Organic Acid |  | OBX | [7 empty] | 3-Hydroxyisovalerylcarnitine (C5-OH)/Octanoylcarnitine (C8) [Molar ratio] in Dried blood spot
2024 | No | Organic Acid | 57085-3 | OBX | 53172-3 | OBX | 3 | 53172-3 |  |  | 3-Hydroxyisovalerylcarnitine (C5-OH)/Octanoylcarnitine (C8) [Molar ratio] in Dried blood spot | Observation Identifier | Numeric | 0..1 | O |  |  |  | 53172-3^3-Hydroxyisovalerylcarnitine (C5-OH)/Octanoylcarnitine (C8) [Molar ratio] in Dried blood spot^LN | Not found
2025 | No | Organic Acid | 57085-3 | OBX | 53172-3 | OBX | 5 | 53172-3 |  |  | 3-Hydroxyisovalerylcarnitine (C5-OH)/Octanoylcarnitine (C8) [Molar ratio] in Dried blood spot | Observation Value | [6 empty] | 0 | Not found
2026 | No | Organic Acid | 57085-3 | OBX | 53172-3 | OBX | 6 | 53172-3 |  |  | 3-Hydroxyisovalerylcarnitine (C5-OH)/Octanoylcarnitine (C8) [Molar ratio] in Dried blood spot | Units | [6 empty] | 0 | Not found
2027 | No | Organic Acid | 57085-3 | OBX | 53172-3 | OBX | 2 | 53172-3 |  |  | Value Type | Value Type | [6 empty] | NM | Not found
2028 | No | Organic Acid | 57085-3 | OBX | 53172-3 | OBX | 4 | 53172-3 |  |  | 3-Hydroxyisovalerylcarnitine (C5-OH)/Octanoylcarnitine (C8) [Molar ratio] in Dried blood spot | Observation Sub-ID | [6 empty] | 0 | Not found
2029 | No | Organic Acid | 57085-3 | OBX | 53172-3 | OBX | 11 | 53172-3 |  |  | Observation Result Status | Observation Result Status | [5 empty] | F | F | Not found
2030 | No | Organic Acid | 57085-3 | OBX | 53172-3 | OBX | 19 | 53172-3 |  |  | 3-Hydroxyisovalerylcarnitine (C5-OH)/Octanoylcarnitine (C8) [Molar ratio] in Dried blood spot | Date/Time of the Analysis | [6 empty] | 0 | Not found
2031 | No | Organic Acid | 57085-3 | OBX | 53172-3 | OBX | 29 | 53172-3 |  |  | Observation Type | Observation Type | [6 empty] | 0 | Not found
2032 | No | Organic Acid |  | OBX | [7 empty] | 3-Hydroxyoctanoylcarnitine (C8-OH)+Malonylcarnitine (C3-DC) [Moles/volume] in Dried blood spot
2033 | No | Organic Acid | 57085-3 | OBX | 53178-0 | OBX | 3 | 53178-0 |  |  | 3-Hydroxyoctanoylcarnitine (C8-OH)+Malonylcarnitine (C3-DC) [Moles/volume] in Dried blood spot | Observation Identifier | Numeric | 0..1 | O |  |  |  | 53178-0^3-Hydroxyoctanoylcarnitine (C8-OH)+Malonylcarnitine (C3-DC) [Moles/volume] in Dried blood spot^LN | Not found
2034 | No | Organic Acid | 57085-3 | OBX | 53178-0 | OBX | 5 | 53178-0 |  |  | 3-Hydroxyoctanoylcarnitine (C8-OH)+Malonylcarnitine (C3-DC) [Moles/volume] in Dried blood spot | Observation Value | [6 empty] | 0 | Not found
2035 | No | Organic Acid | 57085-3 | OBX | 53178-0 | OBX | 6 | 53178-0 |  |  | 3-Hydroxyoctanoylcarnitine (C8-OH)+Malonylcarnitine (C3-DC) [Moles/volume] in Dried blood spot | Units | [6 empty] | 0 | Not found
2036 | No | Organic Acid | 57085-3 | OBX | 53178-0 | OBX | 2 | 53178-0 |  |  | Value Type | Value Type | [6 empty] | NM | Not found
2037 | No | Organic Acid | 57085-3 | OBX | 53178-0 | OBX | 4 | 53178-0 |  |  | 3-Hydroxyoctanoylcarnitine (C8-OH)+Malonylcarnitine (C3-DC) [Moles/volume] in Dried blood spot | Observation Sub-ID | [6 empty] | 0 | Not found
2038 | No | Organic Acid | 57085-3 | OBX | 53178-0 | OBX | 11 | 53178-0 |  |  | Observation Result Status | Observation Result Status | [5 empty] | F | F | Not found
2039 | No | Organic Acid | 57085-3 | OBX | 53178-0 | OBX | 19 | 53178-0 |  |  | 3-Hydroxyoctanoylcarnitine (C8-OH)+Malonylcarnitine (C3-DC) [Moles/volume] in Dried blood spot | Date/Time of the Analysis | [6 empty] | 0 | Not found
2040 | No | Organic Acid | 57085-3 | OBX | 53178-0 | OBX | 29 | 53178-0 |  |  | Observation Type | Observation Type | [6 empty] | 0 | Not found
2041 | No | Organic Acid |  | OBX | [7 empty] | 3-Hydroxyoctanoylcarnitine (C8-OH)+Malonylcarnitine (C3-DC)/Butyrylcarnitine+Isobut yrylcarnitine (C4) [Molar ratio] in Dried blood spot
2042 | No | Organic Acid | 57085-3 | OBX | 53402-4 | OBX | 3 | 53402-4 |  |  | 3-Hydroxyoctanoylcarnitine (C8-OH)+Malonylcarnitine (C3-DC)/Butyrylcarnitine+Isobut yrylcarnitine (C4) [Molar ratio] in Dried blood spot | Observation Identifier | Numeric | 0..1 | O |  |  |  | 53402-4^3-Hydroxyoctanoylcarnitine (C8-OH)+Malonylcarnitine (C3-DC)/Butyrylcarnitine+Isobut yrylcarnitine (C4) [Molar ratio] in Dried blood spot^LN | Not found
2043 | No | Organic Acid | 57085-3 | OBX | 53402-4 | OBX | 5 | 53402-4 |  |  | 3-Hydroxyoctanoylcarnitine (C8-OH)+Malonylcarnitine (C3-DC)/Butyrylcarnitine+Isobut yrylcarnitine (C4) [Molar ratio] in Dried blood spot | Observation Value | [6 empty] | 0 | Not found
2044 | No | Organic Acid | 57085-3 | OBX | 53402-4 | OBX | 6 | 53402-4 |  |  | 3-Hydroxyoctanoylcarnitine (C8-OH)+Malonylcarnitine (C3-DC)/Butyrylcarnitine+Isobut yrylcarnitine (C4) [Molar ratio] in Dried blood spot | Units | [6 empty] | 0 | Not found
2045 | No | Organic Acid | 57085-3 | OBX | 53402-4 | OBX | 2 | 53402-4 |  |  | Value Type | Value Type | [6 empty] | NM | Not found
2046 | No | Organic Acid | 57085-3 | OBX | 53402-4 | OBX | 4 | 53402-4 |  |  | 3-Hydroxyoctanoylcarnitine (C8-OH)+Malonylcarnitine (C3-DC)/Butyrylcarnitine+Isobut yrylcarnitine (C4) [Molar ratio] in Dried blood spot | Observation Sub-ID | [6 empty] | 0 | Not found
2047 | No | Organic Acid | 57085-3 | OBX | 53402-4 | OBX | 11 | 53402-4 |  |  | Observation Result Status | Observation Result Status | [5 empty] | F | F | Not found
2048 | No | Organic Acid | 57085-3 | OBX | 53402-4 | OBX | 19 | 53402-4 |  |  | 3-Hydroxyoctanoylcarnitine (C8-OH)+Malonylcarnitine (C3-DC)/Butyrylcarnitine+Isobut yrylcarnitine (C4) [Molar ratio] in Dried blood spot | Date/Time of the Analysis | [6 empty] | 0 | Not found
2049 | No | Organic Acid | 57085-3 | OBX | 53402-4 | OBX | 29 | 53402-4 |  |  | Observation Type | Observation Type | [6 empty] | 0 | Not found
2050 | No | Organic Acid |  | OBX | [7 empty] | 3-Hydroxyoctanoylcarnitine (C8-OH)+Malonylcarnitine (C3-DC)/Decanoylcarnitine (C10) [Molar ratio] in Dried blood spot
2051 | No | Organic Acid | 57085-3 | OBX | 53179-8 | OBX | 3 | 53179-8 |  |  | 3-Hydroxyoctanoylcarnitine (C8-OH)+Malonylcarnitine (C3-DC)/Decanoylcarnitine (C10) [Molar ratio] in Dried blood spot | Observation Identifier | Numeric | 0..1 | O |  |  |  | 53179-8^3-Hydroxyoctanoylcarnitine (C8-OH)+Malonylcarnitine (C3-DC)/Decanoylcarnitine (C10) [Molar ratio] in Dried blood spot^LN | Not found
2052 | No | Organic Acid | 57085-3 | OBX | 53179-8 | OBX | 5 | 53179-8 |  |  | 3-Hydroxyoctanoylcarnitine (C8-OH)+Malonylcarnitine (C3-DC)/Decanoylcarnitine (C10) [Molar ratio] in Dried blood spot | Observation Value | [6 empty] | 0 | Not found
2053 | No | Organic Acid | 57085-3 | OBX | 53179-8 | OBX | 6 | 53179-8 |  |  | 3-Hydroxyoctanoylcarnitine (C8-OH)+Malonylcarnitine (C3-DC)/Decanoylcarnitine (C10) [Molar ratio] in Dried blood spot | Units | [6 empty] | 0 | Not found
2054 | No | Organic Acid | 57085-3 | OBX | 53179-8 | OBX | 2 | 53179-8 |  |  | Value Type | Value Type | [6 empty] | NM | Not found
2055 | No | Organic Acid | 57085-3 | OBX | 53179-8 | OBX | 4 | 53179-8 |  |  | 3-Hydroxyoctanoylcarnitine (C8-OH)+Malonylcarnitine (C3-DC)/Decanoylcarnitine (C10) [Molar ratio] in Dried blood spot | Observation Sub-ID | [6 empty] | 0 | Not found
2056 | No | Organic Acid | 57085-3 | OBX | 53179-8 | OBX | 11 | 53179-8 |  |  | Observation Result Status | Observation Result Status | [5 empty] | F | F | Not found
2057 | No | Organic Acid | 57085-3 | OBX | 53179-8 | OBX | 19 | 53179-8 |  |  | 3-Hydroxyoctanoylcarnitine (C8-OH)+Malonylcarnitine (C3-DC)/Decanoylcarnitine (C10) [Molar ratio] in Dried blood spot | Date/Time of the Analysis | [6 empty] | 0 | Not found
2058 | No | Organic Acid | 57085-3 | OBX | 53179-8 | OBX | 29 | 53179-8 |  |  | Observation Type | Observation Type | [6 empty] | 0 | Not found
2059 |  | Organic Acid |  | OBX | [7 empty] | Methylmalonylcarnitine (C4-DC) [Moles/volume] in Dried blood spot
2060 |  | Organic Acid | 57085-3 | OBX | 45222-7 | OBX | 3 | 45222-7 |  |  | Methylmalonylcarnitine (C4-DC) [Moles/volume] in Dried blood spot | Observation Identifier | Numeric | 0..1 | O |  |  |  | 45222-7^Methylmalonylcarnitine (C4-DC) [Moles/volume] in Dried blood spot^LN | 45222-7^Methylmalonylcarnitine (C4-DC) [Moles/volume] in Dried blood spot^LN | Match
2061 |  | Organic Acid | 57085-3 | OBX | 45222-7 | OBX | 5 | 45222-7 |  |  | Methylmalonylcarnitine (C4-DC) [Moles/volume] in Dried blood spot | Observation Value | [5 empty] | 0.1 | 0.1 | 0.1 | Match
2062 |  | Organic Acid | 57085-3 | OBX | 45222-7 | OBX | 6 | 45222-7 |  |  | Methylmalonylcarnitine (C4-DC) [Moles/volume] in Dried blood spot | Units | [5 empty] | umol/L^micromole per liter^UCUM | umol/L^micromole per liter^UCUM | umol/L^micromole per liter^UCUM | Match
2063 |  | Organic Acid | 57085-3 | OBX | 45222-7 | OBX | 2 | 45222-7 |  |  | Value Type | Value Type | [6 empty] | NM | NM | Match
2064 |  | Organic Acid | 57085-3 | OBX | 45222-7 | OBX | 4 | 45222-7 |  |  | Methylmalonylcarnitine (C4-DC) [Moles/volume] in Dried blood spot | Observation Sub-ID | [6 empty] | 0 | 0 | Match
2065 |  | Organic Acid | 57085-3 | OBX | 45222-7 | OBX | 11 | 45222-7 |  |  | Observation Result Status | Observation Result Status | [5 empty] | F | F | F | Match
2066 |  | Organic Acid | 57085-3 | OBX | 45222-7 | OBX | 19 | 45222-7 |  |  | Methylmalonylcarnitine (C4-DC) [Moles/volume] in Dried blood spot | Date/Time of the Analysis | [5 empty] | 201702281252-0500 | 201702281252-0500 | 201702291252-0500
2067 |  | Organic Acid | 57085-3 | OBX | 45222-7 | OBX | 29 | 45222-7 |  |  | Observation Type | Observation Type | [5 empty] | RSLT | RSLT | RSLT | Match
2068 | No | Organic Acid |  | OBX | [7 empty] | Methylmalonylcarnitine (C4-DC)+3-Hydroxyisovalerylcarnitine (C5-OH) [Moles/volume] in Dried blood spot
2069 | No | Organic Acid | 57085-3 | OBX | 67709-6 | OBX | 3 | 67709-6 |  |  | Methylmalonylcarnitine (C4-DC)+3-Hydroxyisovalerylcarnitine (C5-OH) [Moles/volume] in Dried blood spot | Observation Identifier | Numeric | 0..1 | O |  |  |  | 67709-6^Methylmalonylcarnitine (C4-DC)+3-Hydroxyisovalerylcarnitine (C5-OH) [Moles/volume] in Dried blood spot^LN | Not found
2070 | No | Organic Acid | 57085-3 | OBX | 67709-6 | OBX | 5 | 67709-6 |  |  | Methylmalonylcarnitine (C4-DC)+3-Hydroxyisovalerylcarnitine (C5-OH) [Moles/volume] in Dried blood spot | Observation Value | [6 empty] | 0 | Not found
2071 | No | Organic Acid | 57085-3 | OBX | 67709-6 | OBX | 6 | 67709-6 |  |  | Methylmalonylcarnitine (C4-DC)+3-Hydroxyisovalerylcarnitine (C5-OH) [Moles/volume] in Dried blood spot | Units | [6 empty] | 0 | Not found
2072 | No | Organic Acid | 57085-3 | OBX | 67709-6 | OBX | 2 | 67709-6 |  |  | Value Type | Value Type | [6 empty] | NM | Not found
2073 | No | Organic Acid | 57085-3 | OBX | 67709-6 | OBX | 4 | 67709-6 |  |  | Methylmalonylcarnitine (C4-DC)+3-Hydroxyisovalerylcarnitine (C5-OH) [Moles/volume] in Dried blood spot | Observation Sub-ID | [6 empty] | 0 | Not found
2074 | No | Organic Acid | 57085-3 | OBX | 67709-6 | OBX | 11 | 67709-6 |  |  | Observation Result Status | Observation Result Status | [5 empty] | F | F | Not found
2075 | No | Organic Acid | 57085-3 | OBX | 67709-6 | OBX | 19 | 67709-6 |  |  | Methylmalonylcarnitine (C4-DC)+3-Hydroxyisovalerylcarnitine (C5-OH) [Moles/volume] in Dried blood spot | Date/Time of the Analysis | [6 empty] | 0 | Not found
2076 | No | Organic Acid | 57085-3 | OBX | 67709-6 | OBX | 29 | 67709-6 |  |  | Observation Type | Observation Type | [6 empty] | 0 | Not found
2077 | No | Organic Acid |  | OBX | [7 empty] | Methylmalonylcarnitine (C4-DC)/3-Hydroxyisovalerylcarnitine (C5-OH) [Molar ratio] in Dried blood spot
2078 | No | Organic Acid | 57085-3 | OBX | 53181-4 | OBX | 3 | 53181-4 |  |  | Methylmalonylcarnitine (C4-DC)/3-Hydroxyisovalerylcarnitine (C5-OH) [Molar ratio] in Dried blood spot | Observation Identifier | Numeric | 0..1 | O |  |  |  | 53181-4^Methylmalonylcarnitine (C4-DC)/3-Hydroxyisovalerylcarnitine (C5-OH) [Molar ratio] in Dried blood spot^LN | Not found
2079 | No | Organic Acid | 57085-3 | OBX | 53181-4 | OBX | 5 | 53181-4 |  |  | Methylmalonylcarnitine (C4-DC)/3-Hydroxyisovalerylcarnitine (C5-OH) [Molar ratio] in Dried blood spot | Observation Value | [6 empty] | 0 | Not found
2080 | No | Organic Acid | 57085-3 | OBX | 53181-4 | OBX | 6 | 53181-4 |  |  | Methylmalonylcarnitine (C4-DC)/3-Hydroxyisovalerylcarnitine (C5-OH) [Molar ratio] in Dried blood spot | Units | [6 empty] | 0 | Not found
2081 | No | Organic Acid | 57085-3 | OBX | 53181-4 | OBX | 2 | 53181-4 |  |  | Value Type | Value Type | [6 empty] | NM | Not found
2082 | No | Organic Acid | 57085-3 | OBX | 53181-4 | OBX | 4 | 53181-4 |  |  | Methylmalonylcarnitine (C4-DC)/3-Hydroxyisovalerylcarnitine (C5-OH) [Molar ratio] in Dried blood spot | Observation Sub-ID | [6 empty] | 0 | Not found
2083 | No | Organic Acid | 57085-3 | OBX | 53181-4 | OBX | 11 | 53181-4 |  |  | Observation Result Status | Observation Result Status | [5 empty] | F | F | Not found
2084 | No | Organic Acid | 57085-3 | OBX | 53181-4 | OBX | 19 | 53181-4 |  |  | Methylmalonylcarnitine (C4-DC)/3-Hydroxyisovalerylcarnitine (C5-OH) [Molar ratio] in Dried blood spot | Date/Time of the Analysis | [6 empty] | 0 | Not found
2085 | No | Organic Acid | 57085-3 | OBX | 53181-4 | OBX | 29 | 53181-4 |  |  | Observation Type | Observation Type | [6 empty] | 0 | Not found
2086 | No | Organic Acid |  | OBX | [7 empty] | Glutarylcarnitine (C5- DC)+3-Hydroxydecanoylcarnitine (C10-OH) [Moles/volume] in Dried blood spot
2087 | No | Organic Acid | 57085-3 | OBX | 53183-0 | OBX | 3 | 53183-0 |  |  | Glutarylcarnitine (C5- DC)+3-Hydroxydecanoylcarnitine (C10-OH) [Moles/volume] in Dried blood spot | Observation Identifier | Numeric | 0..1 | O |  |  |  | 53183-0^Glutarylcarnitine (C5- DC)+3-Hydroxydecanoylcarnitine (C10-OH) [Moles/volume] in Dried blood spot^LN | Not found
2088 | No | Organic Acid | 57085-3 | OBX | 53183-0 | OBX | 5 | 53183-0 |  |  | Glutarylcarnitine (C5- DC)+3-Hydroxydecanoylcarnitine (C10-OH) [Moles/volume] in Dried blood spot | Observation Value | [6 empty] | 0 | Not found
2089 | No | Organic Acid | 57085-3 | OBX | 53183-0 | OBX | 6 | 53183-0 |  |  | Glutarylcarnitine (C5- DC)+3-Hydroxydecanoylcarnitine (C10-OH) [Moles/volume] in Dried blood spot | Units | [6 empty] | 0 | Not found
2090 | No | Organic Acid | 57085-3 | OBX | 53183-0 | OBX | 2 | 53183-0 |  |  | Value Type | Value Type | [6 empty] | NM | Not found
2091 | No | Organic Acid | 57085-3 | OBX | 53183-0 | OBX | 4 | 53183-0 |  |  | Glutarylcarnitine (C5- DC)+3-Hydroxydecanoylcarnitine (C10-OH) [Moles/volume] in Dried blood spot | Observation Sub-ID | [6 empty] | 0 | Not found
2092 | No | Organic Acid | 57085-3 | OBX | 53183-0 | OBX | 11 | 53183-0 |  |  | Observation Result Status | Observation Result Status | [5 empty] | F | F | Not found
2093 | No | Organic Acid | 57085-3 | OBX | 53183-0 | OBX | 19 | 53183-0 |  |  | Glutarylcarnitine (C5- DC)+3-Hydroxydecanoylcarnitine (C10-OH) [Moles/volume] in Dried blood spot | Date/Time of the Analysis | [6 empty] | 0 | Not found
2094 | No | Organic Acid | 57085-3 | OBX | 53183-0 | OBX | 29 | 53183-0 |  |  | Observation Type | Observation Type | [6 empty] | 0 | Not found
2095 | No | Organic Acid |  | OBX | [7 empty] | Glutarylcarnitine (C5- DC)+3-Hydroxydecanoylcarnitine (C10-OH)/Butyrylcarnitine+Isobu tyrylcarnitine (C4) [Molar ratio] in Dried blood spot
2096 | No | Organic Acid | 57085-3 | OBX | 53403-2 | OBX | 3 | 53403-2 |  |  | Glutarylcarnitine (C5- DC)+3-Hydroxydecanoylcarnitine (C10-OH)/Butyrylcarnitine+Isobu tyrylcarnitine (C4) [Molar ratio] in Dried blood spot | Observation Identifier | Numeric | 0..1 | O |  |  |  | 53403-2^Glutarylcarnitine (C5- DC)+3-Hydroxydecanoylcarnitine (C10-OH)/Butyrylcarnitine+Isobu tyrylcarnitine (C4) [Molar ratio] in Dried blood spot^LN | Not found
2097 | No | Organic Acid | 57085-3 | OBX | 53403-2 | OBX | 5 | 53403-2 |  |  | Glutarylcarnitine (C5- DC)+3-Hydroxydecanoylcarnitine (C10-OH)/Butyrylcarnitine+Isobu tyrylcarnitine (C4) [Molar ratio] in Dried blood spot | Observation Value | [6 empty] | 0 | Not found
2098 | No | Organic Acid | 57085-3 | OBX | 53403-2 | OBX | 6 | 53403-2 |  |  | Glutarylcarnitine (C5- DC)+3-Hydroxydecanoylcarnitine (C10-OH)/Butyrylcarnitine+Isobu tyrylcarnitine (C4) [Molar ratio] in Dried blood spot | Units | [6 empty] | 0 | Not found
2099 | No | Organic Acid | 57085-3 | OBX | 53403-2 | OBX | 2 | 53403-2 |  |  | Value Type | Value Type | [6 empty] | NM | Not found
2100 | No | Organic Acid | 57085-3 | OBX | 53403-2 | OBX | 4 | 53403-2 |  |  | Glutarylcarnitine (C5- DC)+3-Hydroxydecanoylcarnitine (C10-OH)/Butyrylcarnitine+Isobu tyrylcarnitine (C4) [Molar ratio] in Dried blood spot | Observation Sub-ID | [6 empty] | 0 | Not found
2101 | No | Organic Acid | 57085-3 | OBX | 53403-2 | OBX | 11 | 53403-2 |  |  | Observation Result Status | Observation Result Status | [5 empty] | F | F | Not found
2102 | No | Organic Acid | 57085-3 | OBX | 53403-2 | OBX | 19 | 53403-2 |  |  | Glutarylcarnitine (C5- DC)+3-Hydroxydecanoylcarnitine (C10-OH)/Butyrylcarnitine+Isobu tyrylcarnitine (C4) [Molar ratio] in Dried blood spot | Date/Time of the Analysis | [6 empty] | 0 | Not found
2103 | No | Organic Acid | 57085-3 | OBX | 53403-2 | OBX | 29 | 53403-2 |  |  | Observation Type | Observation Type | [6 empty] | 0 | Not found
2104 | No | Organic Acid |  | OBX | [7 empty] | Glutarylcarnitine (C5- DC)+3-Hydroxydecanoylcarnitine (C10-OH)/3-Hydroxyisovalerylcarnitine (C5-OH) [Molar ratio] in Dried blood spot
2105 | No | Organic Acid | 57085-3 | OBX | 53184-8 | OBX | 3 | 53184-8 |  |  | Glutarylcarnitine (C5- DC)+3-Hydroxydecanoylcarnitine (C10-OH)/3-Hydroxyisovalerylcarnitine (C5-OH) [Molar ratio] in Dried blood spot | Observation Identifier | Numeric | 0..1 | O |  |  |  | 53184-8^Glutarylcarnitine (C5- DC)+3-Hydroxydecanoylcarnitine (C10-OH)/3-Hydroxyisovalerylcarnitine (C5-OH) [Molar ratio] in Dried blood spot^LN | Not found
2106 | No | Organic Acid | 57085-3 | OBX | 53184-8 | OBX | 5 | 53184-8 |  |  | Glutarylcarnitine (C5- DC)+3-Hydroxydecanoylcarnitine (C10-OH)/3-Hydroxyisovalerylcarnitine (C5-OH) [Molar ratio] in Dried blood spot | Observation Value | [6 empty] | 0 | Not found
2107 | No | Organic Acid | 57085-3 | OBX | 53184-8 | OBX | 6 | 53184-8 |  |  | Glutarylcarnitine (C5- DC)+3-Hydroxydecanoylcarnitine (C10-OH)/3-Hydroxyisovalerylcarnitine (C5-OH) [Molar ratio] in Dried blood spot | Units | [6 empty] | 0 | Not found
2108 | No | Organic Acid | 57085-3 | OBX | 53184-8 | OBX | 2 | 53184-8 |  |  | Value Type | Value Type | [6 empty] | NM | Not found
2109 | No | Organic Acid | 57085-3 | OBX | 53184-8 | OBX | 4 | 53184-8 |  |  | Glutarylcarnitine (C5- DC)+3-Hydroxydecanoylcarnitine (C10-OH)/3-Hydroxyisovalerylcarnitine (C5-OH) [Molar ratio] in Dried blood spot | Observation Sub-ID | [6 empty] | 0 | Not found
2110 | No | Organic Acid | 57085-3 | OBX | 53184-8 | OBX | 11 | 53184-8 |  |  | Observation Result Status | Observation Result Status | [5 empty] | F | F | Not found
2111 | No | Organic Acid | 57085-3 | OBX | 53184-8 | OBX | 19 | 53184-8 |  |  | Glutarylcarnitine (C5- DC)+3-Hydroxydecanoylcarnitine (C10-OH)/3-Hydroxyisovalerylcarnitine (C5-OH) [Molar ratio] in Dried blood spot | Date/Time of the Analysis | [6 empty] | 0 | Not found
2112 | No | Organic Acid | 57085-3 | OBX | 53184-8 | OBX | 29 | 53184-8 |  |  | Observation Type | Observation Type | [6 empty] | 0 | Not found
2113 | No | Organic Acid |  | OBX | [7 empty] | Glutarylcarnitine (C5- DC)+3-Hydroxydecanoylcarnitine (C10-OH)/Octanoylcarnitine (C8) [Molar ratio] in Dried blood spot
2114 | No | Organic Acid | 57085-3 | OBX | 53185-5 | OBX | 3 | 53185-5 |  |  | Glutarylcarnitine (C5- DC)+3-Hydroxydecanoylcarnitine (C10-OH)/Octanoylcarnitine (C8) [Molar ratio] in Dried blood spot | Observation Identifier | Numeric | 0..1 | O |  |  |  | 53185-5^Glutarylcarnitine (C5- DC)+3-Hydroxydecanoylcarnitine (C10-OH)/Octanoylcarnitine (C8) [Molar ratio] in Dried blood spot^LN | Not found
2115 | No | Organic Acid | 57085-3 | OBX | 53185-5 | OBX | 5 | 53185-5 |  |  | Glutarylcarnitine (C5- DC)+3-Hydroxydecanoylcarnitine (C10-OH)/Octanoylcarnitine (C8) [Molar ratio] in Dried blood spot | Observation Value | [6 empty] | 0 | Not found
2116 | No | Organic Acid | 57085-3 | OBX | 53185-5 | OBX | 6 | 53185-5 |  |  | Glutarylcarnitine (C5- DC)+3-Hydroxydecanoylcarnitine (C10-OH)/Octanoylcarnitine (C8) [Molar ratio] in Dried blood spot | Units | [6 empty] | 0 | Not found
2117 | No | Organic Acid | 57085-3 | OBX | 53185-5 | OBX | 2 | 53185-5 |  |  | Value Type | Value Type | [6 empty] | NM | Not found
2118 | No | Organic Acid | 57085-3 | OBX | 53185-5 | OBX | 4 | 53185-5 |  |  | Glutarylcarnitine (C5- DC)+3-Hydroxydecanoylcarnitine (C10-OH)/Octanoylcarnitine (C8) [Molar ratio] in Dried blood spot | Observation Sub-ID | [6 empty] | 0 | Not found
2119 | No | Organic Acid | 57085-3 | OBX | 53185-5 | OBX | 11 | 53185-5 |  |  | Observation Result Status | Observation Result Status | [5 empty] | F | F | Not found
2120 | No | Organic Acid | 57085-3 | OBX | 53185-5 | OBX | 19 | 53185-5 |  |  | Glutarylcarnitine (C5- DC)+3-Hydroxydecanoylcarnitine (C10-OH)/Octanoylcarnitine (C8) [Molar ratio] in Dried blood spot | Date/Time of the Analysis | [6 empty] | 0 | Not found
2121 | No | Organic Acid | 57085-3 | OBX | 53185-5 | OBX | 29 | 53185-5 |  |  | Observation Type | Observation Type | [6 empty] | 0 | Not found
2122 | No | Organic Acid |  | OBX | [7 empty] | Glutarylcarnitine (C5- DC)+3-Hydroxydecanoylcarnitine (C10-OH)/Palmitoylcarnitine (C16) [Molar ratio] in Dried blood spot
2123 | No | Organic Acid | 57085-3 | OBX | 53186-3 | OBX | 3 | 53186-3 |  |  | Glutarylcarnitine (C5- DC)+3-Hydroxydecanoylcarnitine (C10-OH)/Palmitoylcarnitine (C16) [Molar ratio] in Dried blood spot | Observation Identifier | Numeric | 0..1 | O |  |  |  | 53186-3^Glutarylcarnitine (C5- DC)+3-Hydroxydecanoylcarnitine (C10-OH)/Palmitoylcarnitine (C16) [Molar ratio] in Dried blood spot^LN | Not found
2124 | No | Organic Acid | 57085-3 | OBX | 53186-3 | OBX | 5 | 53186-3 |  |  | Glutarylcarnitine (C5- DC)+3-Hydroxydecanoylcarnitine (C10-OH)/Palmitoylcarnitine (C16) [Molar ratio] in Dried blood spot | Observation Value | [6 empty] | 0 | Not found
2125 | No | Organic Acid | 57085-3 | OBX | 53186-3 | OBX | 6 | 53186-3 |  |  | Glutarylcarnitine (C5- DC)+3-Hydroxydecanoylcarnitine (C10-OH)/Palmitoylcarnitine (C16) [Molar ratio] in Dried blood spot | Units | [6 empty] | 0 | Not found
2126 | No | Organic Acid | 57085-3 | OBX | 53186-3 | OBX | 2 | 53186-3 |  |  | Value Type | Value Type | [6 empty] | NM | Not found
2127 | No | Organic Acid | 57085-3 | OBX | 53186-3 | OBX | 4 | 53186-3 |  |  | Glutarylcarnitine (C5- DC)+3-Hydroxydecanoylcarnitine (C10-OH)/Palmitoylcarnitine (C16) [Molar ratio] in Dried blood spot | Observation Sub-ID | [6 empty] | 0 | Not found
2128 | No | Organic Acid | 57085-3 | OBX | 53186-3 | OBX | 11 | 53186-3 |  |  | Observation Result Status | Observation Result Status | [5 empty] | F | F | Not found
2129 | No | Organic Acid | 57085-3 | OBX | 53186-3 | OBX | 19 | 53186-3 |  |  | Glutarylcarnitine (C5- DC)+3-Hydroxydecanoylcarnitine (C10-OH)/Palmitoylcarnitine (C16) [Molar ratio] in Dried blood spot | Date/Time of the Analysis | [6 empty] | 0 | Not found
2130 | No | Organic Acid | 57085-3 | OBX | 53186-3 | OBX | 29 | 53186-3 |  |  | Observation Type | Observation Type | [6 empty] | 0 | Not found
2131 | No | Organic Acid |  | OBX | [7 empty] | Methylglutarylcarnitine (C6- DC) [Moles/volume] in Dried blood spot
2132 | No | Organic Acid | 57085-3 | OBX | 53187-1 | OBX | 3 | 53187-1 |  |  | Methylglutarylcarnitine (C6- DC) [Moles/volume] in Dried blood spot | Observation Identifier | Numeric | 0..1 | O |  |  |  | 53187-1^Methylglutarylcarnitine (C6- DC) [Moles/volume] in Dried blood spot^LN | Not found
2133 | No | Organic Acid | 57085-3 | OBX | 53187-1 | OBX | 5 | 53187-1 |  |  | Methylglutarylcarnitine (C6- DC) [Moles/volume] in Dried blood spot | Observation Value | [6 empty] | 0 | Not found
2134 | No | Organic Acid | 57085-3 | OBX | 53187-1 | OBX | 6 | 53187-1 |  |  | Methylglutarylcarnitine (C6- DC) [Moles/volume] in Dried blood spot | Units | [6 empty] | 0 | Not found
2135 | No | Organic Acid | 57085-3 | OBX | 53187-1 | OBX | 2 | 53187-1 |  |  | Value Type | Value Type | [6 empty] | NM | Not found
2136 | No | Organic Acid | 57085-3 | OBX | 53187-1 | OBX | 4 | 53187-1 |  |  | Methylglutarylcarnitine (C6- DC) [Moles/volume] in Dried blood spot | Observation Sub-ID | [6 empty] | 0 | Not found
2137 | No | Organic Acid | 57085-3 | OBX | 53187-1 | OBX | 11 | 53187-1 |  |  | Observation Result Status | Observation Result Status | [5 empty] | F | F | Not found
2138 | No | Organic Acid | 57085-3 | OBX | 53187-1 | OBX | 19 | 53187-1 |  |  | Methylglutarylcarnitine (C6- DC) [Moles/volume] in Dried blood spot | Date/Time of the Analysis | [6 empty] | 0 | Not found
2139 | No | Organic Acid | 57085-3 | OBX | 53187-1 | OBX | 29 | 53187-1 |  |  | Observation Type | Observation Type | [6 empty] | 0 | Not found
2140 | No | Organic Acid |  | OBX | [7 empty] | Formiminoglutamate [Moles/volume] in Dried blood spot
2141 | No | Organic Acid | 57085-3 | OBX | 53165-7 | OBX | 3 | 53165-7 |  |  | Formiminoglutamate [Moles/volume] in Dried blood spot | Observation Identifier | Numeric | 0..1 | O |  |  |  | 53165-7^Formiminoglutamate [Moles/volume] in Dried blood spot^LN | Not found
2142 | No | Organic Acid | 57085-3 | OBX | 53165-7 | OBX | 5 | 53165-7 |  |  | Formiminoglutamate [Moles/volume] in Dried blood spot | Observation Value | [6 empty] | 0 | Not found
2143 | No | Organic Acid | 57085-3 | OBX | 53165-7 | OBX | 6 | 53165-7 |  |  | Formiminoglutamate [Moles/volume] in Dried blood spot | Units | [6 empty] | 0 | Not found
2144 | No | Organic Acid | 57085-3 | OBX | 53165-7 | OBX | 2 | 53165-7 |  |  | Value Type | Value Type | [6 empty] | NM | Not found
2145 | No | Organic Acid | 57085-3 | OBX | 53165-7 | OBX | 4 | 53165-7 |  |  | Formiminoglutamate [Moles/volume] in Dried blood spot | Observation Sub-ID | [6 empty] | 0 | Not found
2146 | No | Organic Acid | 57085-3 | OBX | 53165-7 | OBX | 11 | 53165-7 |  |  | Observation Result Status | Observation Result Status | [5 empty] | F | F | Not found
2147 | No | Organic Acid | 57085-3 | OBX | 53165-7 | OBX | 19 | 53165-7 |  |  | Formiminoglutamate [Moles/volume] in Dried blood spot | Date/Time of the Analysis | [6 empty] | 0 | Not found
2148 | No | Organic Acid | 57085-3 | OBX | 53165-7 | OBX | 29 | 53165-7 |  |  | Observation Type | Observation Type | [6 empty] | 0 | Not found
2149 |  | Cystic Fibrosis | [9 empty] | Cystic fibrosis newborn screening panel
2150 |  | Cystic Fibrosis | 54089-8 | OBR | 54078-1 | OBR | 4 |  |  | 54078-1 | Cystic fibrosis newborn screening panel | Cystic fibrosis newborn screening panel | Order Only | 0..1 | C |  | Condition: MUST be included in the message, if state tests for condition. |  | 54078-1^Cystic fibrosis newborn screening panel^LN | 54078-1^Cystic fibrosis newborn screening panel^LN | Match
2151 |  | Cystic Fibrosis |  | OBX | [7 empty] | Cystic fibrosis newborn screen interpretation
2152 |  | Cystic Fibrosis | 54078-1 | OBX | 46769-6 | OBX | 3 | 46769-6 |  |  | Cystic fibrosis newborn screen interpretation | Observation Identifier | Coded | 0..* | C |  | Condition: Required if state tests for this condition, and preceding OBR-4 should be 54078-1^Cystic fibrosis newborn screening panel^LN. Preferred Answer List (LL840-0) is available at: http://s.details.loinc.org/LOINC/46733-2.html?sections=Simple |  | 46769-6^Cystic fibrosis newborn screen interpretation^LN | 46769-6^Cystic fibrosis newborn screen interpretation^LN | Match
2153 |  | Cystic Fibrosis | 54078-1 | OBX | 46769-6 | OBX | 5 | 46769-6 |  |  | Cystic fibrosis newborn screen interpretation | Observation Value | [5 empty] | In range | LA18592-8^In range^LN | LA18592-8^In range^LN | Match
2154 |  | Cystic Fibrosis | 54078-1 | OBX | 46769-6 | OBX | 2 | 46769-6 |  |  | Value Type | Value Type | [6 empty] | CWE | CWE | Match
2155 |  | Cystic Fibrosis | 54078-1 | OBX | 46769-6 | OBX | 4 | 46769-6 |  |  | Cystic fibrosis newborn screen interpretation | Observation Sub-ID | [6 empty] | 0 | 0 | Match
2156 |  | Cystic Fibrosis | 54078-1 | OBX | 46769-6 | OBX | 11 | 46769-6 |  |  | Observation Result Status | Observation Result Status | [5 empty] | F | F | F | Match
2157 |  | Cystic Fibrosis | 54078-1 | OBX | 46769-6 | OBX | 19 | 46769-6 |  |  | Cystic fibrosis newborn screen interpretation | Date/Time of the Analysis | [5 empty] | 201702281252-0500 | 201702281252-0500 | 201702291252-0500
2158 |  | Cystic Fibrosis | 54078-1 | OBX | 46769-6 | OBX | 29 | 46769-6 |  |  | Observation Type | Observation Type | [5 empty] | RSLT | RSLT | RSLT | Match
2159 |  | Cystic Fibrosis |  | OBX | [7 empty] | Cystic fibrosis newborn screening comment- discussion
2160 |  | Cystic Fibrosis | 54078-1 | OBX | 57707-2 | OBX | 3 | 57707-2 |  |  | Cystic fibrosis newborn screening comment- discussion | Observation Identifier | Text | 0..* | C |  | Condition: If 46769-6^Cystic fibrosis newborn screen interpretation^LN is included and the result necessitates comments. |  | 57707-2^Cystic fibrosis newborn screening comment- discussion^LN | 57707-2^Cystic fibrosis newborn screening comment-discussion^LN
2161 |  | Cystic Fibrosis | 54078-1 | OBX | 57707-2 | OBX | 5 | 57707-2 | 0 |  | Cystic fibrosis newborn screening comment- discussion | Observation Value | [6 empty] | 0 | Not found
2162 |  | Cystic Fibrosis | 54078-1 | OBX | 57707-2 | OBX | 2 | 57707-2 |  |  | Value Type | Value Type | [6 empty] | TX | TX | Match
2163 |  | Cystic Fibrosis | 54078-1 | OBX | 57707-2 | OBX | 4 | 57707-2 |  |  | Cystic fibrosis newborn screening comment- discussion | Observation Sub-ID | [6 empty] | 0 | 0 | Match
2164 |  | Cystic Fibrosis | 54078-1 | OBX | 57707-2 | OBX | 11 | 57707-2 |  |  | Observation Result Status | Observation Result Status | [5 empty] | F | F | F | Match
2165 |  | Cystic Fibrosis | 54078-1 | OBX | 57707-2 | OBX | 19 | 57707-2 |  |  | Cystic fibrosis newborn screening comment- discussion | Date/Time of the Analysis | [5 empty] | 201702281252-0500 | 201702281252-0500 | 201702291252-0500
2166 |  | Cystic Fibrosis | 54078-1 | OBX | 57707-2 | OBX | 29 | 57707-2 |  |  | Observation Type | Observation Type | [5 empty] | RSLT | RSLT | RSLT | Match
2167 | No | Cystic Fibrosis |  | OBX | [7 empty] | CFTR gene mutations found [Identifier] in Dried blood spot Nominal
2168 | No | Cystic Fibrosis | 54078-1 | OBX | 54083-1 | OBX | 3 | 54083-1 |  |  | CFTR gene mutations found [Identifier] in Dried blood spot Nominal | Observation Identifier | Text/Coded | 0..* | O |  |  |  | 54083-1^CFTR gene mutations found [Identifier] in Dried blood spot Nominal^LN | Not found
2169 | No | Cystic Fibrosis | 54078-1 | OBX | 54083-1 | OBX | 5 | 54083-1 | 0 |  | CFTR gene mutations found [Identifier] in Dried blood spot Nominal | Observation Value | [6 empty] | 0 | Not found
2170 | No | Cystic Fibrosis | 54078-1 | OBX | 54083-1 | OBX | 2 | 54083-1 |  |  | Value Type | Value Type | [6 empty] | #N/A | Not found | #N/A
2171 | No | Cystic Fibrosis | 54078-1 | OBX | 54083-1 | OBX | 4 | 54083-1 |  |  | CFTR gene mutations found [Identifier] in Dried blood spot Nominal | Observation Sub-ID | [6 empty] | 0 | Not found
2172 | No | Cystic Fibrosis | 54078-1 | OBX | 54083-1 | OBX | 11 | 54083-1 |  |  | Observation Result Status | Observation Result Status | [5 empty] | F | F | Not found
2173 | No | Cystic Fibrosis | 54078-1 | OBX | 54083-1 | OBX | 19 | 54083-1 |  |  | CFTR gene mutations found [Identifier] in Dried blood spot Nominal | Date/Time of the Analysis | [6 empty] | 0 | Not found
2174 | No | Cystic Fibrosis | 54078-1 | OBX | 54083-1 | OBX | 29 | 54083-1 |  |  | Observation Type | Observation Type | [6 empty] | 0 | Not found
2175 | No | Cystic Fibrosis |  | OBX | [7 empty] | Chloride [Moles/volume] in Sweat
2176 | No | Cystic Fibrosis | 54078-1 | OBX | 2077-6 | OBX | 3 | 2077-6 |  |  | Chloride [Moles/volume] in Sweat | Observation Identifier | Numeric | 0..1 | O |  |  |  | 2077-6^Chloride [Moles/volume] in Sweat^LN | Not found
2177 | No | Cystic Fibrosis | 54078-1 | OBX | 2077-6 | OBX | 5 | 2077-6 |  |  | Chloride [Moles/volume] in Sweat | Observation Value | [6 empty] | 0 | Not found
2178 | No | Cystic Fibrosis | 54078-1 | OBX | 2077-6 | OBX | 6 | 2077-6 |  |  | Chloride [Moles/volume] in Sweat | Units | [6 empty] | 0 | Not found
2179 | No | Cystic Fibrosis | 54078-1 | OBX | 2077-6 | OBX | 2 | 2077-6 |  |  | Value Type | Value Type | [6 empty] | NM | Not found
2180 | No | Cystic Fibrosis | 54078-1 | OBX | 2077-6 | OBX | 4 | 2077-6 |  |  | Chloride [Moles/volume] in Sweat | Observation Sub-ID | [6 empty] | 0 | Not found
2181 | No | Cystic Fibrosis | 54078-1 | OBX | 2077-6 | OBX | 11 | 2077-6 |  |  | Observation Result Status | Observation Result Status | [5 empty] | F | F | Not found
2182 | No | Cystic Fibrosis | 54078-1 | OBX | 2077-6 | OBX | 19 | 2077-6 |  |  | Chloride [Moles/volume] in Sweat | Date/Time of the Analysis | [6 empty] | 0 | Not found
2183 | No | Cystic Fibrosis | 54078-1 | OBX | 2077-6 | OBX | 29 | 2077-6 |  |  | Observation Type | Observation Type | [6 empty] | 0 | Not found
2184 |  | Cystic Fibrosis |  | OBX | [7 empty] | Trypsinogen I Free [Mass/volume] in Dried blood spot
2185 |  | Cystic Fibrosis | 54078-1 | OBX | 48633-2 | OBX | 3 | 48633-2 |  |  | Trypsinogen I Free [Mass/volume] in Dried blood spot | Observation Identifier | Numeric | 0..1 | O |  |  |  | 48633-2^Trypsinogen I Free [Mass/volume] in Dried blood spot^LN | 48633-2^Trypsinogen I Free [Mass/volume] in Dried blood spot^LN | Match
2186 |  | Cystic Fibrosis | 54078-1 | OBX | 48633-2 | OBX | 5 | 48633-2 |  |  | Trypsinogen I Free [Mass/volume] in Dried blood spot | Observation Value | [5 empty] | 34.4 | 34.4 | 34.4 | Match
2187 |  | Cystic Fibrosis | 54078-1 | OBX | 48633-2 | OBX | 6 | 48633-2 |  |  | Trypsinogen I Free [Mass/volume] in Dried blood spot | Units | [5 empty] | ng/mL^NanoGrams Per MilliLiter^UCUM | ng/mL^NanoGrams Per MilliLiter^UCUM | ng/mL^NanoGrams Per MilliLiter^UCUM | Match
2188 |  | Cystic Fibrosis | 54078-1 | OBX | 48633-2 | OBX | 2 | 48633-2 |  |  | Value Type | Value Type | [6 empty] | NM | NM | Match
2189 |  | Cystic Fibrosis | 54078-1 | OBX | 48633-2 | OBX | 4 | 48633-2 |  |  | Trypsinogen I Free [Mass/volume] in Dried blood spot | Observation Sub-ID | [6 empty] | 0 | 0 | Match
2190 |  | Cystic Fibrosis | 54078-1 | OBX | 48633-2 | OBX | 11 | 48633-2 |  |  | Observation Result Status | Observation Result Status | [5 empty] | F | F | F | Match
2191 |  | Cystic Fibrosis | 54078-1 | OBX | 48633-2 | OBX | 19 | 48633-2 |  |  | Trypsinogen I Free [Mass/volume] in Dried blood spot | Date/Time of the Analysis | [5 empty] | 201702281252-0500 | 201702281252-0500 | 201702291252-0500
2192 |  | Cystic Fibrosis | 54078-1 | OBX | 48633-2 | OBX | 29 | 48633-2 |  |  | Observation Type | Observation Type | [5 empty] | RSLT | RSLT | RSLT | Match
2193 |  | Endocrine newborn screening panel | [9 empty] | Endocrine newborn screening panel
2194 |  | Endocrine newborn screening panel | 54089-8 | OBR | 54076-5 | OBR | 4 |  |  | 54076-5 | Endocrine newborn screening panel | Endocrine newborn screening panel | Order Only |  | X |  | Not included in the message, does not have individual OBX segments, rather is the overall grouper in the LOINC panel. |  | 54076-5^Endocrine newborn screening panel^LN | Not found
2195 |  | Congenital Adrenal Hyperplasia | [9 empty] | Congenital adrenal hyperplasia newborn screening panel
2196 |  | Congenital Adrenal Hyperplasia | 54089-8 | OBR | 57086-1 | OBR | 4 |  |  | 57086-1 | Congenital adrenal hyperplasia newborn screening panel | Congenital adrenal hyperplasia newborn screening panel | Order Only | 0..1 | C |  | Condition: MUST be included in the message, if state tests for condition. |  |  | 57086-1^Congenital adrenal hyperplasia (CAH) newborn screening panel^LN
2197 |  | Congenital Adrenal Hyperplasia |  | OBX | [7 empty] | Congenital adrenal hyperplasia newborn screen interpretation
2198 |  | Congenital Adrenal Hyperplasia | 57086-1 | OBX | 46758-9 | OBX | 3 | 46758-9 |  |  | Congenital adrenal hyperplasia newborn screen interpretation | Observation Identifier | Coded | 0..* | C |  | Condition: Required if state tests for this condition, and preceding OBR-4 should be 57086-1^Congenital adrenal hyperplasia newborn screening panel^LN. Preferred Answer List (LL840-0) is available at: http://s.details.loinc.org/LOINC/46733-2.html?sections=Simple |  | 46758-9^Congenital adrenal hyperplasia newborn screen interpretation^LN | 46758-9^Congenital adrenal hyperplasia newborn screen interpretation^LN | Match
2199 |  | Congenital Adrenal Hyperplasia | 57086-1 | OBX | 46758-9 | OBX | 5 | 46758-9 | LA18593-6 |  | Congenital adrenal hyperplasia newborn screen interpretation | Observation Value | [5 empty] | Out of range | LA18593-6^Out of range^LN | LA18593-6^Out of range^LN | Match
2200 |  | Congenital Adrenal Hyperplasia | 57086-1 | OBX | 46758-9 | OBX | 2 | 46758-9 |  |  | Value Type | Value Type | [6 empty] | CWE | CWE | Match
2201 |  | Congenital Adrenal Hyperplasia | 57086-1 | OBX | 46758-9 | OBX | 4 | 46758-9 |  |  | Congenital adrenal hyperplasia newborn screen interpretation | Observation Sub-ID | [6 empty] | 0 | 0 | Match
2202 |  | Congenital Adrenal Hyperplasia | 57086-1 | OBX | 46758-9 | OBX | 11 | 46758-9 |  |  | Observation Result Status | Observation Result Status | [5 empty] | F | F | F | Match
2203 |  | Congenital Adrenal Hyperplasia | 57086-1 | OBX | 46758-9 | OBX | 19 | 46758-9 |  |  | Congenital adrenal hyperplasia newborn screen interpretation | Date/Time of the Analysis | [5 empty] | 201702281252-0500 | 201702281252-0500 | 201702291252-0500
2204 |  | Congenital Adrenal Hyperplasia | 57086-1 | OBX | 46758-9 | OBX | 29 | 46758-9 |  |  | Observation Type | Observation Type | [5 empty] | RSLT | RSLT | RSLT | Match
2205 | No | Congenital Adrenal Hyperplasia |  | OBX | [7 empty] | Congenital adrenal hyperplasia newborn screening comment- discussion
2206 | No | Congenital Adrenal Hyperplasia | 57086-1 | OBX | 57706-4 | OBX | 3 | 57706-4 |  |  | Congenital adrenal hyperplasia newborn screening comment- discussion | Observation Identifier | Text | 0..* | C |  | Condition: If 46758-9^Congenital adrenal hyperplasia newborn screen interpretation^LN is included and the result necessitates comments. |  | 57706-4^Congenital adrenal hyperplasia newborn screening comment- discussion^LN | Not found
2207 | No | Congenital Adrenal Hyperplasia | 57086-1 | OBX | 57706-4 | OBX | 5 | 57706-4 | 0 |  | Congenital adrenal hyperplasia newborn screening comment- discussion | Observation Value | [6 empty] | 0 | Not found
2208 | No | Congenital Adrenal Hyperplasia | 57086-1 | OBX | 57706-4 | OBX | 2 | 57706-4 |  |  | Value Type | Value Type | [6 empty] | TX | Not found
2209 | No | Congenital Adrenal Hyperplasia | 57086-1 | OBX | 57706-4 | OBX | 4 | 57706-4 |  |  | Congenital adrenal hyperplasia newborn screening comment- discussion | Observation Sub-ID | [6 empty] | 0 | Not found
2210 | No | Congenital Adrenal Hyperplasia | 57086-1 | OBX | 57706-4 | OBX | 11 | 57706-4 |  |  | Observation Result Status | Observation Result Status | [5 empty] | F | F | Not found
2211 | No | Congenital Adrenal Hyperplasia | 57086-1 | OBX | 57706-4 | OBX | 19 | 57706-4 |  |  | Congenital adrenal hyperplasia newborn screening comment- discussion | Date/Time of the Analysis | [6 empty] | 0 | Not found
2212 | No | Congenital Adrenal Hyperplasia | 57086-1 | OBX | 57706-4 | OBX | 29 | 57706-4 |  |  | Observation Type | Observation Type | [6 empty] | 0 | Not found
2213 | No | Congenital Adrenal Hyperplasia |  | OBX | [7 empty] | 11-Deoxycorticosterone [Mass/volume] in Dried blood spot
2214 | No | Congenital Adrenal Hyperplasia | 57086-1 | OBX | 53347-1 | OBX | 3 | 53347-1 |  |  | 11-Deoxycorticosterone [Mass/volume] in Dried blood spot | Observation Identifier | Numeric | 0..1 | O |  |  |  | 53347-1^11-Deoxycorticosterone [Mass/volume] in Dried blood spot^LN | Not found
2215 | No | Congenital Adrenal Hyperplasia | 57086-1 | OBX | 53347-1 | OBX | 5 | 53347-1 |  |  | 11-Deoxycorticosterone [Mass/volume] in Dried blood spot | Observation Value | [6 empty] | 0 | Not found
2216 | No | Congenital Adrenal Hyperplasia | 57086-1 | OBX | 53347-1 | OBX | 6 | 53347-1 |  |  | 11-Deoxycorticosterone [Mass/volume] in Dried blood spot | Units | [6 empty] | 0 | Not found
2217 | No | Congenital Adrenal Hyperplasia | 57086-1 | OBX | 53347-1 | OBX | 2 | 53347-1 |  |  | Value Type | Value Type | [6 empty] | NM | Not found
2218 | No | Congenital Adrenal Hyperplasia | 57086-1 | OBX | 53347-1 | OBX | 4 | 53347-1 |  |  | 11-Deoxycorticosterone [Mass/volume] in Dried blood spot | Observation Sub-ID | [6 empty] | 0 | Not found
2219 | No | Congenital Adrenal Hyperplasia | 57086-1 | OBX | 53347-1 | OBX | 11 | 53347-1 |  |  | Observation Result Status | Observation Result Status | [5 empty] | F | F | Not found
2220 | No | Congenital Adrenal Hyperplasia | 57086-1 | OBX | 53347-1 | OBX | 19 | 53347-1 |  |  | 11-Deoxycorticosterone [Mass/volume] in Dried blood spot | Date/Time of the Analysis | [6 empty] | 0 | Not found
2221 | No | Congenital Adrenal Hyperplasia | 57086-1 | OBX | 53347-1 | OBX | 29 | 53347-1 |  |  | Observation Type | Observation Type | [6 empty] | 0 | Not found
2222 | No | Congenital Adrenal Hyperplasia |  | OBX | [7 empty] | 11-Deoxycortisol [Mass/volume] in Dried blood spot
2223 | No | Congenital Adrenal Hyperplasia | 57086-1 | OBX | 53338-0 | OBX | 3 | 53338-0 |  |  | 11-Deoxycortisol [Mass/volume] in Dried blood spot | Observation Identifier | Numeric | 0..1 | O |  |  |  | 53338-0^11-Deoxycortisol [Mass/volume] in Dried blood spot^LN | Not found
2224 | No | Congenital Adrenal Hyperplasia | 57086-1 | OBX | 53338-0 | OBX | 5 | 53338-0 |  |  | 11-Deoxycortisol [Mass/volume] in Dried blood spot | Observation Value | [6 empty] | 0 | Not found
2225 | No | Congenital Adrenal Hyperplasia | 57086-1 | OBX | 53338-0 | OBX | 6 | 53338-0 |  |  | 11-Deoxycortisol [Mass/volume] in Dried blood spot | Units | [6 empty] | 0 | Not found
2226 | No | Congenital Adrenal Hyperplasia | 57086-1 | OBX | 53338-0 | OBX | 2 | 53338-0 |  |  | Value Type | Value Type | [6 empty] | NM | Not found
2227 | No | Congenital Adrenal Hyperplasia | 57086-1 | OBX | 53338-0 | OBX | 4 | 53338-0 |  |  | 11-Deoxycortisol [Mass/volume] in Dried blood spot | Observation Sub-ID | [6 empty] | 0 | Not found
2228 | No | Congenital Adrenal Hyperplasia | 57086-1 | OBX | 53338-0 | OBX | 11 | 53338-0 |  |  | Observation Result Status | Observation Result Status | [5 empty] | F | F | Not found
2229 | No | Congenital Adrenal Hyperplasia | 57086-1 | OBX | 53338-0 | OBX | 19 | 53338-0 |  |  | 11-Deoxycortisol [Mass/volume] in Dried blood spot | Date/Time of the Analysis | [6 empty] | 0 | Not found
2230 | No | Congenital Adrenal Hyperplasia | 57086-1 | OBX | 53338-0 | OBX | 29 | 53338-0 |  |  | Observation Type | Observation Type | [6 empty] | 0 | Not found
2231 |  | Congenital Adrenal Hyperplasia |  | OBX | [7 empty] | 17-Hydroxyprogesterone [Mass/volume] in Dried blood spot
2232 |  | Congenital Adrenal Hyperplasia | 57086-1 | OBX | 38473-5 | OBX | 3 | 38473-5 |  |  | 17-Hydroxyprogesterone [Mass/volume] in Dried blood spot | Observation Identifier | Numeric | 0..1 | O |  |  |  | 38473-5^17-Hydroxyprogesterone [Mass/volume] in Dried blood spot^LN | 38473-5^17-Hydroxyprogesterone [Mass/volume] in Dried blood spot^LN | Match
2233 |  | Congenital Adrenal Hyperplasia | 57086-1 | OBX | 38473-5 | OBX | 5 | 38473-5 |  |  | 17-Hydroxyprogesterone [Mass/volume] in Dried blood spot | Observation Value | [5 empty] | 27.6 | 27.6 | 27.6 | Match
2234 |  | Congenital Adrenal Hyperplasia | 57086-1 | OBX | 38473-5 | OBX | 6 | 38473-5 |  |  | 17-Hydroxyprogesterone [Mass/volume] in Dried blood spot | Units | [5 empty] | ug/dL^microgram per deciliter^UCUM | ug/dL^microgram per deciliter^UCUM | ug/dL^microgram per deciliter^UCUM | Match
2235 |  | Congenital Adrenal Hyperplasia | 57086-1 | OBX | 38473-5 | OBX | 2 | 38473-5 |  |  | Value Type | Value Type | [6 empty] | NM | NM | Match
2236 |  | Congenital Adrenal Hyperplasia | 57086-1 | OBX | 38473-5 | OBX | 4 | 38473-5 |  |  | 17-Hydroxyprogesterone [Mass/volume] in Dried blood spot | Observation Sub-ID | [6 empty] | 0 | 0 | Match
2237 |  | Congenital Adrenal Hyperplasia | 57086-1 | OBX | 38473-5 | OBX | 11 | 38473-5 |  |  | Observation Result Status | Observation Result Status | [5 empty] | F | F | F | Match
2238 |  | Congenital Adrenal Hyperplasia | 57086-1 | OBX | 38473-5 | OBX | 19 | 38473-5 |  |  | 17-Hydroxyprogesterone [Mass/volume] in Dried blood spot | Date/Time of the Analysis | [5 empty] | 201702281252-0500 | 201702281252-0500 | 201702291252-0500
2239 |  | Congenital Adrenal Hyperplasia | 57086-1 | OBX | 38473-5 | OBX | 29 | 38473-5 |  |  | Observation Type | Observation Type | [5 empty] | RSLT | RSLT | RSLT | Match
2240 | No | Congenital Adrenal Hyperplasia |  | OBX | [7 empty] | 17-Hydroxyprogesterone+And rostenedione/Cortisol [Mass Ratio] in Dried blood spot
2241 | No | Congenital Adrenal Hyperplasia | 57086-1 | OBX | 53336-4 | OBX | 3 | 53336-4 |  |  | 17-Hydroxyprogesterone+And rostenedione/Cortisol [Mass Ratio] in Dried blood spot | Observation Identifier | Numeric | 0..1 | O |  |  |  | 53336-4^17-Hydroxyprogesterone+And rostenedione/Cortisol [Mass Ratio] in Dried blood spot^LN | Not found
2242 | No | Congenital Adrenal Hyperplasia | 57086-1 | OBX | 53336-4 | OBX | 5 | 53336-4 |  |  | 17-Hydroxyprogesterone+And rostenedione/Cortisol [Mass Ratio] in Dried blood spot | Observation Value | [6 empty] | 0 | Not found
2243 | No | Congenital Adrenal Hyperplasia | 57086-1 | OBX | 53336-4 | OBX | 6 | 53336-4 |  |  | 17-Hydroxyprogesterone+And rostenedione/Cortisol [Mass Ratio] in Dried blood spot | Units | [6 empty] | 0 | Not found
2244 | No | Congenital Adrenal Hyperplasia | 57086-1 | OBX | 53336-4 | OBX | 2 | 53336-4 |  |  | Value Type | Value Type | [6 empty] | NM | Not found
2245 | No | Congenital Adrenal Hyperplasia | 57086-1 | OBX | 53336-4 | OBX | 4 | 53336-4 |  |  | 17-Hydroxyprogesterone+And rostenedione/Cortisol [Mass Ratio] in Dried blood spot | Observation Sub-ID | [6 empty] | 0 | Not found
2246 | No | Congenital Adrenal Hyperplasia | 57086-1 | OBX | 53336-4 | OBX | 11 | 53336-4 |  |  | Observation Result Status | Observation Result Status | [5 empty] | F | F | Not found
2247 | No | Congenital Adrenal Hyperplasia | 57086-1 | OBX | 53336-4 | OBX | 19 | 53336-4 |  |  | 17-Hydroxyprogesterone+And rostenedione/Cortisol [Mass Ratio] in Dried blood spot | Date/Time of the Analysis | [6 empty] | 0 | Not found
2248 | No | Congenital Adrenal Hyperplasia | 57086-1 | OBX | 53336-4 | OBX | 29 | 53336-4 |  |  | Observation Type | Observation Type | [6 empty] | 0 | Not found
2249 | No | Congenital Adrenal Hyperplasia |  | OBX | [7 empty] | 21-Deoxycortisol [Mass/volume] in Dried blood spot
2250 | No | Congenital Adrenal Hyperplasia | 57086-1 | OBX | 53341-4 | OBX | 3 | 53341-4 |  |  | 21-Deoxycortisol [Mass/volume] in Dried blood spot | Observation Identifier | Numeric | 0..1 | O |  |  |  | 53341-4^21-Deoxycortisol [Mass/volume] in Dried blood spot^LN | Not found
2251 | No | Congenital Adrenal Hyperplasia | 57086-1 | OBX | 53341-4 | OBX | 5 | 53341-4 |  |  | 21-Deoxycortisol [Mass/volume] in Dried blood spot | Observation Value | [6 empty] | 0 | Not found
2252 | No | Congenital Adrenal Hyperplasia | 57086-1 | OBX | 53341-4 | OBX | 6 | 53341-4 |  |  | 21-Deoxycortisol [Mass/volume] in Dried blood spot | Units | [6 empty] | 0 | Not found
2253 | No | Congenital Adrenal Hyperplasia | 57086-1 | OBX | 53341-4 | OBX | 2 | 53341-4 |  |  | Value Type | Value Type | [6 empty] | NM | Not found
2254 | No | Congenital Adrenal Hyperplasia | 57086-1 | OBX | 53341-4 | OBX | 4 | 53341-4 |  |  | 21-Deoxycortisol [Mass/volume] in Dried blood spot | Observation Sub-ID | [6 empty] | 0 | Not found
2255 | No | Congenital Adrenal Hyperplasia | 57086-1 | OBX | 53341-4 | OBX | 11 | 53341-4 |  |  | Observation Result Status | Observation Result Status | [5 empty] | F | F | Not found
2256 | No | Congenital Adrenal Hyperplasia | 57086-1 | OBX | 53341-4 | OBX | 19 | 53341-4 |  |  | 21-Deoxycortisol [Mass/volume] in Dried blood spot | Date/Time of the Analysis | [6 empty] | 0 | Not found
2257 | No | Congenital Adrenal Hyperplasia | 57086-1 | OBX | 53341-4 | OBX | 29 | 53341-4 |  |  | Observation Type | Observation Type | [6 empty] | 0 | Not found
2258 | No | Congenital Adrenal Hyperplasia |  | OBX | [7 empty] | Androstenedione [Mass/volume] in Dried blood spot
2259 | No | Congenital Adrenal Hyperplasia | 57086-1 | OBX | 53343-0 | OBX | 3 | 53343-0 |  |  | Androstenedione [Mass/volume] in Dried blood spot | Observation Identifier | Numeric | 0..1 | O |  |  |  | 53343-0^Androstenedione [Mass/volume] in Dried blood spot^LN | Not found
2260 | No | Congenital Adrenal Hyperplasia | 57086-1 | OBX | 53343-0 | OBX | 5 | 53343-0 |  |  | Androstenedione [Mass/volume] in Dried blood spot | Observation Value | [6 empty] | 0 | Not found
2261 | No | Congenital Adrenal Hyperplasia | 57086-1 | OBX | 53343-0 | OBX | 6 | 53343-0 |  |  | Androstenedione [Mass/volume] in Dried blood spot | Units | [6 empty] | 0 | Not found
2262 | No | Congenital Adrenal Hyperplasia | 57086-1 | OBX | 53343-0 | OBX | 2 | 53343-0 |  |  | Value Type | Value Type | [6 empty] | NM | Not found
2263 | No | Congenital Adrenal Hyperplasia | 57086-1 | OBX | 53343-0 | OBX | 4 | 53343-0 |  |  | Androstenedione [Mass/volume] in Dried blood spot | Observation Sub-ID | [6 empty] | 0 | Not found
2264 | No | Congenital Adrenal Hyperplasia | 57086-1 | OBX | 53343-0 | OBX | 11 | 53343-0 |  |  | Observation Result Status | Observation Result Status | [5 empty] | F | F | Not found
2265 | No | Congenital Adrenal Hyperplasia | 57086-1 | OBX | 53343-0 | OBX | 19 | 53343-0 |  |  | Androstenedione [Mass/volume] in Dried blood spot | Date/Time of the Analysis | [6 empty] | 0 | Not found
2266 | No | Congenital Adrenal Hyperplasia | 57086-1 | OBX | 53343-0 | OBX | 29 | 53343-0 |  |  | Observation Type | Observation Type | [6 empty] | 0 | Not found
2267 | No | Congenital Adrenal Hyperplasia |  | OBX | [7 empty] | Cortisol [Mass/volume] in Dried blood spot
2268 | No | Congenital Adrenal Hyperplasia | 57086-1 | OBX | 53345-5 | OBX | 3 | 53345-5 |  |  | Cortisol [Mass/volume] in Dried blood spot | Observation Identifier | Numeric | 0..1 | O |  |  |  | 53345-5^Cortisol [Mass/volume] in Dried blood spot^LN | Not found
2269 | No | Congenital Adrenal Hyperplasia | 57086-1 | OBX | 53345-5 | OBX | 5 | 53345-5 |  |  | Cortisol [Mass/volume] in Dried blood spot | Observation Value | [6 empty] | 0 | Not found
2270 | No | Congenital Adrenal Hyperplasia | 57086-1 | OBX | 53345-5 | OBX | 6 | 53345-5 |  |  | Cortisol [Mass/volume] in Dried blood spot | Units | [6 empty] | 0 | Not found
2271 | No | Congenital Adrenal Hyperplasia | 57086-1 | OBX | 53345-5 | OBX | 2 | 53345-5 |  |  | Value Type | Value Type | [6 empty] | NM | Not found
2272 | No | Congenital Adrenal Hyperplasia | 57086-1 | OBX | 53345-5 | OBX | 4 | 53345-5 |  |  | Cortisol [Mass/volume] in Dried blood spot | Observation Sub-ID | [6 empty] | 0 | Not found
2273 | No | Congenital Adrenal Hyperplasia | 57086-1 | OBX | 53345-5 | OBX | 11 | 53345-5 |  |  | Observation Result Status | Observation Result Status | [5 empty] | F | F | Not found
2274 | No | Congenital Adrenal Hyperplasia | 57086-1 | OBX | 53345-5 | OBX | 19 | 53345-5 |  |  | Cortisol [Mass/volume] in Dried blood spot | Date/Time of the Analysis | [6 empty] | 0 | Not found
2275 | No | Congenital Adrenal Hyperplasia | 57086-1 | OBX | 53345-5 | OBX | 29 | 53345-5 |  |  | Observation Type | Observation Type | [6 empty] | 0 | Not found
2276 |  | Throid | [9 empty] | Thyroid newborn screening panel
2277 |  | Throid | 54089-8 | OBR | 54090-6 | OBR | 4 |  |  | 54090-6 | Thyroid newborn screening panel | Thyroid newborn screening panel | Order Only | 0..1 | C |  | Condition: MUST be included in the message, if state tests for condition. |  | 54090-6^Thyroid newborn screening panel^LN | 54090-6^Thyroid newborn screening panel^LN | Match
2278 |  | Throid |  | OBX | [7 empty] | Congenital hypothyroidism newborn screen interpretation
2279 |  | Throid | 54090-6 | OBX | 46762-1 | OBX | 3 | 46762-1 |  |  | Congenital hypothyroidism newborn screen interpretation | Observation Identifier | Coded | 0..* | C |  | Condition: Required if the state tests for this condition, and preceding OBR- 4 should be 54090-6^Thyroid newborn screening panel^LN. Preferred Answer List (LL840-0) is available at: http://s.details.loinc.org/LOINC/46733-2.html?sections=Simple |  | 46762-1^Congenital hypothyroidism newborn screen interpretation^LN | 46762-1^Congenital hypothyroidism newborn screen interpretation^LN | Match
2280 |  | Throid | 54090-6 | OBX | 46762-1 | OBX | 5 | 46762-1 | LA18593-6 |  | Congenital hypothyroidism newborn screen interpretation | Observation Value | [5 empty] | Out of range | LA18593-6^Out of range^LN | LA18593-6^Out of range^LN | Match
2281 |  | Throid | 54090-6 | OBX | 46762-1 | OBX | 2 | 46762-1 |  |  | Value Type | Value Type | [6 empty] | CWE | CWE | Match
2282 |  | Throid | 54090-6 | OBX | 46762-1 | OBX | 4 | 46762-1 |  |  | Congenital hypothyroidism newborn screen interpretation | Observation Sub-ID | [6 empty] | 0 | 0 | Match
2283 |  | Throid | 54090-6 | OBX | 46762-1 | OBX | 11 | 46762-1 |  |  | Observation Result Status | Observation Result Status | [5 empty] | F | F | F | Match
2284 |  | Throid | 54090-6 | OBX | 46762-1 | OBX | 19 | 46762-1 |  |  | Congenital hypothyroidism newborn screen interpretation | Date/Time of the Analysis | [5 empty] | 201702281252-0500 | 201702281252-0500 | 201702291252-0500
2285 |  | Throid | 54090-6 | OBX | 46762-1 | OBX | 29 | 46762-1 |  |  | Observation Type | Observation Type | [5 empty] | RSLT | RSLT | RSLT | Match
2286 | No | Throid |  | OBX | [7 empty] | Congenital hypothyroidism newborn screening comment-discussion
2287 | No | Throid | 54090-6 | OBX | 57705-6 | OBX | 3 | 57705-6 |  |  | Congenital hypothyroidism newborn screening comment-discussion | Observation Identifier | Text | 0..* | C |  | Condition: If 46762-1^Congenital hypothyroidism newborn screen interpretation^LN is included and the result necessitates comments. |  | 57705-6^Congenital hypothyroidism newborn screening comment-discussion^LN | Not found
2288 | No | Throid | 54090-6 | OBX | 57705-6 | OBX | 5 | 57705-6 | 0 |  | Congenital hypothyroidism newborn screening comment-discussion | Observation Value | [6 empty] | 0 | Not found
2289 | No | Throid | 54090-6 | OBX | 57705-6 | OBX | 2 | 57705-6 |  |  | Value Type | Value Type | [6 empty] | TX | Not found
2290 | No | Throid | 54090-6 | OBX | 57705-6 | OBX | 4 | 57705-6 |  |  | Congenital hypothyroidism newborn screening comment-discussion | Observation Sub-ID | [6 empty] | 0 | Not found
2291 | No | Throid | 54090-6 | OBX | 57705-6 | OBX | 11 | 57705-6 |  |  | Observation Result Status | Observation Result Status | [5 empty] | F | F | Not found
2292 | No | Throid | 54090-6 | OBX | 57705-6 | OBX | 19 | 57705-6 |  |  | Congenital hypothyroidism newborn screening comment-discussion | Date/Time of the Analysis | [6 empty] | 0 | Not found
2293 | No | Throid | 54090-6 | OBX | 57705-6 | OBX | 29 | 57705-6 |  |  | Observation Type | Observation Type | [6 empty] | 0 | Not found
2294 |  | Throid |  | OBX | [7 empty] | Thyroxine (T4) [Mass/volume] in Dried blood spot
2295 |  | Throid | 54090-6 | OBX | 31144-9 | OBX | 3 | 31144-9 |  |  | Thyroxine (T4) [Mass/volume] in Dried blood spot | Observation Identifier | Numeric | 0..1 | O |  |  |  | 31144-9^Thyroxine (T4) [Mass/volume] in Dried blood spot^LN | 31144-9^Thyroxine (T4) [Mass/volume] in Dried blood spot^LN | Match
2296 |  | Throid | 54090-6 | OBX | 31144-9 | OBX | 5 | 31144-9 |  |  | Thyroxine (T4) [Mass/volume] in Dried blood spot | Observation Value | [5 empty] | 5.2 | 5.2 | 5.2 | Match
2297 |  | Throid | 54090-6 | OBX | 31144-9 | OBX | 6 | 31144-9 |  |  | Thyroxine (T4) [Mass/volume] in Dried blood spot | Units | [5 empty] | ug/dL^microgram per deciliter^UCUM | ug/dL^microgram per deciliter^UCUM | ug/dL^microgram per deciliter^UCUM | Match
2298 |  | Throid | 54090-6 | OBX | 31144-9 | OBX | 2 | 31144-9 |  |  | Value Type | Value Type | [6 empty] | NM | NM | Match
2299 |  | Throid | 54090-6 | OBX | 31144-9 | OBX | 4 | 31144-9 |  |  | Thyroxine (T4) [Mass/volume] in Dried blood spot | Observation Sub-ID | [6 empty] | 0 | 0 | Match
2300 |  | Throid | 54090-6 | OBX | 31144-9 | OBX | 11 | 31144-9 |  |  | Observation Result Status | Observation Result Status | [5 empty] | F | F | F | Match
2301 |  | Throid | 54090-6 | OBX | 31144-9 | OBX | 19 | 31144-9 |  |  | Thyroxine (T4) [Mass/volume] in Dried blood spot | Date/Time of the Analysis | [5 empty] | 201702281252-0500 | 201702281252-0500 | 201702291252-0500
2302 |  | Throid | 54090-6 | OBX | 31144-9 | OBX | 29 | 31144-9 |  |  | Observation Type | Observation Type | [5 empty] | RSLT | RSLT | RSLT | Match
2303 |  | Throid |  | OBX | [7 empty] | Thyrotropin [Units/volume] in Dried blood spot
2304 |  | Throid | 54090-6 | OBX | 29575-8 | OBX | 3 | 29575-8 |  |  | Thyrotropin [Units/volume] in Dried blood spot | Observation Identifier | Numeric | 0..1 | O |  |  |  | 29575-8^Thyrotropin [Units/volume] in Dried blood spot^LN | 29575-8^Thyrotropin [Units/volume] in Dried blood spot^LN | Match
2305 |  | Throid | 54090-6 | OBX | 29575-8 | OBX | 5 | 29575-8 |  |  | Thyrotropin [Units/volume] in Dried blood spot | Observation Value | [6 empty] | 0 | <2.22
2306 |  | Throid | 54090-6 | OBX | 29575-8 | OBX | 6 | 29575-8 |  |  | Thyrotropin [Units/volume] in Dried blood spot | Units | [6 empty] | 0 | 0 | Match
2307 |  | Throid | 54090-6 | OBX | 29575-8 | OBX | 2 | 29575-8 |  |  | Value Type | Value Type | [6 empty] | NM | NM | Match
2308 |  | Throid | 54090-6 | OBX | 29575-8 | OBX | 4 | 29575-8 |  |  | Thyrotropin [Units/volume] in Dried blood spot | Observation Sub-ID | [6 empty] | 0 | 0 | Match
2309 |  | Throid | 54090-6 | OBX | 29575-8 | OBX | 11 | 29575-8 |  |  | Observation Result Status | Observation Result Status | [5 empty] | F | F | F | Match
2310 |  | Throid | 54090-6 | OBX | 29575-8 | OBX | 19 | 29575-8 |  |  | Thyrotropin [Units/volume] in Dried blood spot | Date/Time of the Analysis | [5 empty] | 201702281252-0500 | 201702281252-0500 | 201702291252-0500
2311 |  | Throid | 54090-6 | OBX | 29575-8 | OBX | 29 | 29575-8 |  |  | Observation Type | Observation Type | [5 empty] | RSLT | RSLT | RSLT | Match
2312 |  | Galactosemia | [9 empty] | Galactosemia newborn screening panel
2313 |  | Galactosemia | 54089-8 | OBR | 54079-9 | OBR | 4 |  |  | 54079-9 | Galactosemia newborn screening panel | Galactosemia newborn screening panel | Order Only | 0..1 | C |  | Condition: MUST be included in the message, if state tests for condition. |  | 54079-9^Galactosemia newborn screening panel^LN | 54079-9^Galactosemia newborn screening panel^LN | Match
2314 |  | Galactosemia |  | OBX | [7 empty] | Galactosemias newborn screen interpretation
2315 |  | Galactosemia | 54079-9 | OBX | 46737-3 | OBX | 3 | 46737-3 |  |  | Galactosemias newborn screen interpretation | Observation Identifier | Coded | 0..* | C |  | Condition: Required if the state tests for these conditions, and preceding OBR-4 should be 54079-9^Galactosemia newborn screening panel^LN. Preferred Answer List (LL840-0) is available at: http://s.details.loinc.org/LOINC/46733-2.html?sections=Simple |  | 46737-3^Galactosemias newborn screen interpretation^LN | 46737-3^Galactosemias newborn screen interpretation^LN | Match
2316 |  | Galactosemia | 54079-9 | OBX | 46737-3 | OBX | 5 | 46737-3 | LA18592-8 |  | Galactosemias newborn screen interpretation | Observation Value | [5 empty] | In range | LA18592-8^In range^LN | LA18592-8^In range^LN | Match
2317 |  | Galactosemia | 54079-9 | OBX | 46737-3 | OBX | 2 | 46737-3 |  |  | Value Type | Value Type | [6 empty] | CWE | CWE | Match
2318 |  | Galactosemia | 54079-9 | OBX | 46737-3 | OBX | 4 | 46737-3 |  |  | Galactosemias newborn screen interpretation | Observation Sub-ID | [6 empty] | 0 | 0 | Match
2319 |  | Galactosemia | 54079-9 | OBX | 46737-3 | OBX | 11 | 46737-3 |  |  | Observation Result Status | Observation Result Status | [5 empty] | F | F | F | Match
2320 |  | Galactosemia | 54079-9 | OBX | 46737-3 | OBX | 19 | 46737-3 |  |  | Galactosemias newborn screen interpretation | Date/Time of the Analysis | [5 empty] | 201702281252-0500 | 201702281252-0500 | 201702291252-0500
2321 |  | Galactosemia | 54079-9 | OBX | 46737-3 | OBX | 29 | 46737-3 |  |  | Observation Type | Observation Type | [5 empty] | RSLT | RSLT | RSLT | Match
2322 |  | Galactosemia |  | OBX | [7 empty] | Galactosemias newborn screening comment- discussion
2323 |  | Galactosemia | 54079-9 | OBX | 57704-9 | OBX | 3 | 57704-9 |  |  | Galactosemias newborn screening comment- discussion | Observation Identifier | Text | 0..* | C |  | Condition: If 46737-3^Galactosemias newborn screen interpretation^LN is included and the result necessitates comments. |  | 57704-9^Galactosemias newborn screening comment- discussion^LN | 57704-9^Galactosemias newborn screening comment-discussion^LN
2324 |  | Galactosemia | 54079-9 | OBX | 57704-9 | OBX | 5 | 57704-9 | 0 |  | Galactosemias newborn screening comment- discussion | Observation Value | [6 empty] | 0 | Not found
2325 |  | Galactosemia | 54079-9 | OBX | 57704-9 | OBX | 2 | 57704-9 |  |  | Value Type | Value Type | [6 empty] | TX | TX | Match
2326 |  | Galactosemia | 54079-9 | OBX | 57704-9 | OBX | 4 | 57704-9 |  |  | Galactosemias newborn screening comment- discussion | Observation Sub-ID | [6 empty] | 0 | 0 | Match
2327 |  | Galactosemia | 54079-9 | OBX | 57704-9 | OBX | 11 | 57704-9 |  |  | Observation Result Status | Observation Result Status | [5 empty] | F | F | F | Match
2328 |  | Galactosemia | 54079-9 | OBX | 57704-9 | OBX | 19 | 57704-9 |  |  | Galactosemias newborn screening comment- discussion | Date/Time of the Analysis | [5 empty] | 201702281252-0500 | 201702281252-0500 | 201702291252-0500
2329 |  | Galactosemia | 54079-9 | OBX | 57704-9 | OBX | 29 | 57704-9 |  |  | Observation Type | Observation Type | [5 empty] | RSLT | RSLT | RSLT | Match
2330 | No | Galactosemia |  | OBX | [7 empty] | Galactose [Mass/volume] in Dried blood spot
2331 | No | Galactosemia | 54079-9 | OBX | 54084-9 | OBX | 3 | 54084-9 |  |  | Galactose [Mass/volume] in Dried blood spot | Observation Identifier | Numeric | 0..1 | O |  |  |  | 54084-9^Galactose [Mass/volume] in Dried blood spot^LN | Not found
2332 | No | Galactosemia | 54079-9 | OBX | 54084-9 | OBX | 5 | 54084-9 |  |  | Galactose [Mass/volume] in Dried blood spot | Observation Value | [6 empty] | 0 | Not found
2333 | No | Galactosemia | 54079-9 | OBX | 54084-9 | OBX | 6 | 54084-9 |  |  | Galactose [Mass/volume] in Dried blood spot | Units | [6 empty] | 0 | Not found
2334 | No | Galactosemia | 54079-9 | OBX | 54084-9 | OBX | 2 | 54084-9 |  |  | Value Type | Value Type | [6 empty] | NM | Not found
2335 | No | Galactosemia | 54079-9 | OBX | 54084-9 | OBX | 4 | 54084-9 |  |  | Galactose [Mass/volume] in Dried blood spot | Observation Sub-ID | [6 empty] | 0 | Not found
2336 | No | Galactosemia | 54079-9 | OBX | 54084-9 | OBX | 11 | 54084-9 |  |  | Observation Result Status | Observation Result Status | [5 empty] | F | F | Not found
2337 | No | Galactosemia | 54079-9 | OBX | 54084-9 | OBX | 19 | 54084-9 |  |  | Galactose [Mass/volume] in Dried blood spot | Date/Time of the Analysis | [6 empty] | 0 | Not found
2338 | No | Galactosemia | 54079-9 | OBX | 54084-9 | OBX | 29 | 54084-9 |  |  | Observation Type | Observation Type | [6 empty] | 0 | Not found
2339 | No | Galactosemia |  | OBX | [7 empty] | Galactose 1 phosphate uridyl transferase [Presence] in Dried blood spot
2340 | No | Galactosemia | 54079-9 | OBX | 33288-2 | OBX | 3 | 33288-2 |  |  | Galactose 1 phosphate uridyl transferase [Presence] in Dried blood spot | Observation Identifier | Ordinal | 0..1 | O |  |  |  | 33288-2^Galactose 1 phosphate uridyl transferase [Presence] in Dried blood spot^LN | Not found
2341 | No | Galactosemia | 54079-9 | OBX | 33288-2 | OBX | 5 | 33288-2 | 0 |  | Galactose 1 phosphate uridyl transferase [Presence] in Dried blood spot | Observation Value | [6 empty] | 0 | Not found
2342 | No | Galactosemia | 54079-9 | OBX | 33288-2 | OBX | 2 | 33288-2 |  |  | Value Type | Value Type | [6 empty] | CWE | Not found
2343 | No | Galactosemia | 54079-9 | OBX | 33288-2 | OBX | 4 | 33288-2 |  |  | Galactose 1 phosphate uridyl transferase [Presence] in Dried blood spot | Observation Sub-ID | [6 empty] | 0 | Not found
2344 | No | Galactosemia | 54079-9 | OBX | 33288-2 | OBX | 11 | 33288-2 |  |  | Observation Result Status | Observation Result Status | [5 empty] | F | F | Not found
2345 | No | Galactosemia | 54079-9 | OBX | 33288-2 | OBX | 19 | 33288-2 |  |  | Galactose 1 phosphate uridyl transferase [Presence] in Dried blood spot | Date/Time of the Analysis | [6 empty] | 0 | Not found
2346 | No | Galactosemia | 54079-9 | OBX | 33288-2 | OBX | 29 | 33288-2 |  |  | Observation Type | Observation Type | [6 empty] | 0 | Not found
2347 |  | Galactosemia |  | OBX | [7 empty] | Galactose 1 phosphate uridyl transferase [Enzymatic activity/volume] in Dried blood spot
2348 |  | Galactosemia | 54079-9 | OBX | 42906-8 | OBX | 3 | 42906-8 |  |  | Galactose 1 phosphate uridyl transferase [Enzymatic activity/volume] in Dried blood spot | Observation Identifier | Numeric | 0..1 | O |  |  |  | 42906-8^Galactose 1 phosphate uridyl transferase [Enzymatic activity/volume] in Dried blood spot^LN | 42906-8^Galactose 1 phosphate uridyl transferase [Enzymatic activity/volume] in Dried blood spot^LN | Match
2349 |  | Galactosemia | 54079-9 | OBX | 42906-8 | OBX | 5 | 42906-8 |  |  | Galactose 1 phosphate uridyl transferase [Enzymatic activity/volume] in Dried blood spot | Observation Value | [5 empty] | 20.8 | 20.8 | 20.8 | Match
2350 |  | Galactosemia | 54079-9 | OBX | 42906-8 | OBX | 6 | 42906-8 |  |  | Galactose 1 phosphate uridyl transferase [Enzymatic activity/volume] in Dried blood spot | Units | [5 empty] | U/dL^enzyme unit per DeciLiter ^UCUM | U/dL^enzyme unit per DeciLiter ^UCUM | U/dL^enzyme unit per DeciLiter ^UCUM | Match
2351 |  | Galactosemia | 54079-9 | OBX | 42906-8 | OBX | 2 | 42906-8 |  |  | Value Type | Value Type | [6 empty] | NM | NM | Match
2352 |  | Galactosemia | 54079-9 | OBX | 42906-8 | OBX | 4 | 42906-8 |  |  | Galactose 1 phosphate uridyl transferase [Enzymatic activity/volume] in Dried blood spot | Observation Sub-ID | [6 empty] | 0 | 0 | Match
2353 |  | Galactosemia | 54079-9 | OBX | 42906-8 | OBX | 11 | 42906-8 |  |  | Observation Result Status | Observation Result Status | [5 empty] | F | F | F | Match
2354 |  | Galactosemia | 54079-9 | OBX | 42906-8 | OBX | 19 | 42906-8 |  |  | Galactose 1 phosphate uridyl transferase [Enzymatic activity/volume] in Dried blood spot | Date/Time of the Analysis | [5 empty] | 201702281252-0500 | 201702281252-0500 | 201702291252-0500
2355 |  | Galactosemia | 54079-9 | OBX | 42906-8 | OBX | 29 | 42906-8 |  |  | Observation Type | Observation Type | [5 empty] | RSLT | RSLT | RSLT | Match
2356 | No | Galactosemia |  | OBX | [7 empty] | Galactose 1 phosphate [Mass/volume] in Dried blood spot
2357 | No | Galactosemia | 54079-9 | OBX | 40842-7 | OBX | 3 | 40842-7 |  |  | Galactose 1 phosphate [Mass/volume] in Dried blood spot | Observation Identifier | Numeric | 0..1 | O |  |  |  | 40842-7^Galactose 1 phosphate [Mass/volume] in Dried blood spot^LN | Not found
2358 | No | Galactosemia | 54079-9 | OBX | 40842-7 | OBX | 5 | 40842-7 |  |  | Galactose 1 phosphate [Mass/volume] in Dried blood spot | Observation Value | [6 empty] | 0 | Not found
2359 | No | Galactosemia | 54079-9 | OBX | 40842-7 | OBX | 6 | 40842-7 |  |  | Galactose 1 phosphate [Mass/volume] in Dried blood spot | Units | [6 empty] | 0 | Not found
2360 | No | Galactosemia | 54079-9 | OBX | 40842-7 | OBX | 2 | 40842-7 |  |  | Value Type | Value Type | [6 empty] | NM | Not found
2361 | No | Galactosemia | 54079-9 | OBX | 40842-7 | OBX | 4 | 40842-7 |  |  | Galactose 1 phosphate [Mass/volume] in Dried blood spot | Observation Sub-ID | [6 empty] | 0 | Not found
2362 | No | Galactosemia | 54079-9 | OBX | 40842-7 | OBX | 11 | 40842-7 |  |  | Observation Result Status | Observation Result Status | [5 empty] | F | F | Not found
2363 | No | Galactosemia | 54079-9 | OBX | 40842-7 | OBX | 19 | 40842-7 |  |  | Galactose 1 phosphate [Mass/volume] in Dried blood spot | Date/Time of the Analysis | [6 empty] | 0 | Not found
2364 | No | Galactosemia | 54079-9 | OBX | 40842-7 | OBX | 29 | 40842-7 |  |  | Observation Type | Observation Type | [6 empty] | 0 | Not found
2365 |  | Hemoglobinopathies | [9 empty] | Hemoglobinopathies newborn screening panel
2366 |  | Hemoglobinopathies | 54089-8 | OBR | 54081-5 | OBR | 4 |  |  | 54081-5 | Hemoglobinopathies newborn screening panel | Hemoglobinopathies newborn screening panel | Order Only | 0..1 | C |  | Condition: MUST be included in the message, if state tests for condition. |  | 54081-5^Hemoglobinopathies newborn screening panel^LN | 54081-5^Hemoglobinopathies newborn screening panel^LN | Match
2367 |  | Hemoglobinopathies |  | OBX | [7 empty] | Hemoglobin disorders newborn screen interpretation
2368 |  | Hemoglobinopathies | 54081-5 | OBX | 46740-7 | OBX | 3 | 46740-7 |  |  | Hemoglobin disorders newborn screen interpretation | Observation Identifier | Coded | 0..* | C |  | Condition: Required if the state tests for these conditions, and the preceding OBR-4 should be 54081-5^Hemoglobinopathies newborn screening panel^LN. Preferred Answer List (LL840-0) is available at: http://s.details.loinc.org/LOINC/46733-2.html?sections=Simple |  | 46740-7^Hemoglobin disorders newborn screen interpretation^LN | 46740-7^Hemoglobin disorders newborn screen interpretation^LN | Match
2369 |  | Hemoglobinopathies | 54081-5 | OBX | 46740-7 | OBX | 5 | 46740-7 | LA18593-6 |  | Hemoglobin disorders newborn screen interpretation | Observation Value | [5 empty] | Out of range | LA18593-6^Out of range^LN | LA18593-6^Out of range^LN | Match
2370 |  | Hemoglobinopathies | 54081-5 | OBX | 46740-7 | OBX | 2 | 46740-7 |  |  | Value Type | Value Type | [6 empty] | CWE | CWE | Match
2371 |  | Hemoglobinopathies | 54081-5 | OBX | 46740-7 | OBX | 4 | 46740-7 |  |  | Hemoglobin disorders newborn screen interpretation | Observation Sub-ID | [6 empty] | 0 | 0 | Match
2372 |  | Hemoglobinopathies | 54081-5 | OBX | 46740-7 | OBX | 11 | 46740-7 |  |  | Observation Result Status | Observation Result Status | [5 empty] | F | F | F | Match
2373 |  | Hemoglobinopathies | 54081-5 | OBX | 46740-7 | OBX | 19 | 46740-7 |  |  | Hemoglobin disorders newborn screen interpretation | Date/Time of the Analysis | [5 empty] | 201702281252-0500 | 201702281252-0500 | 201702291252-0500
2374 |  | Hemoglobinopathies | 54081-5 | OBX | 46740-7 | OBX | 29 | 46740-7 |  |  | Observation Type | Observation Type | [5 empty] | RSLT | RSLT | RSLT | Match
2375 | No | Hemoglobinopathies |  | OBX | [7 empty] | Hemoglobin disorders newborn screening comment-discussion
2376 | No | Hemoglobinopathies | 54081-5 | OBX | 57703-1 | OBX | 3 | 57703-1 |  |  | Hemoglobin disorders newborn screening comment-discussion | Observation Identifier | Text | 0..* | C |  | Condition: If 46740-7^Hemoglobin disorders newborn screen interpretation^LN is included and the result necessitates comments. |  | 57703-1^Hemoglobin disorders newborn screening comment-discussion^LN | Not found
2377 | No | Hemoglobinopathies | 54081-5 | OBX | 57703-1 | OBX | 5 | 57703-1 | 0 |  | Hemoglobin disorders newborn screening comment-discussion | Observation Value | [6 empty] | 0 | Not found
2378 | No | Hemoglobinopathies | 54081-5 | OBX | 57703-1 | OBX | 2 | 57703-1 |  |  | Value Type | Value Type | [6 empty] | TX | Not found
2379 | No | Hemoglobinopathies | 54081-5 | OBX | 57703-1 | OBX | 4 | 57703-1 |  |  | Hemoglobin disorders newborn screening comment-discussion | Observation Sub-ID | [6 empty] | 0 | Not found
2380 | No | Hemoglobinopathies | 54081-5 | OBX | 57703-1 | OBX | 11 | 57703-1 |  |  | Observation Result Status | Observation Result Status | [5 empty] | F | F | Not found
2381 | No | Hemoglobinopathies | 54081-5 | OBX | 57703-1 | OBX | 19 | 57703-1 |  |  | Hemoglobin disorders newborn screening comment-discussion | Date/Time of the Analysis | [6 empty] | 0 | Not found
2382 | No | Hemoglobinopathies | 54081-5 | OBX | 57703-1 | OBX | 29 | 57703-1 |  |  | Observation Type | Observation Type | [6 empty] | 0 | Not found
2383 | No | Hemoglobinopathies |  | OBX | [7 empty] | Hemoglobinopathies conditions suspected [Identifier] in Dried blood spot
2384 | No | Hemoglobinopathies | 54081-5 | OBX | 71592-0 | OBX | 3 | 71592-0 |  |  | Hemoglobinopathies conditions suspected [Identifier] in Dried blood spot | Observation Identifier | Coded | 0..* | C |  | Condition: If 46740-7^Hemoglobin disorders newborn screen interpretation^LN is included. Preferred Answer List at http://s.details.loinc.org/LOINC/71592- 0.html?sections=Simple including condition name abbreviation, SNOMED CT codes where available, and LOINC answer (LA) codes. |  | 71592-0^Hemoglobinopathies conditions suspected [Identifier] in Dried blood spot^LN | Not found
2385 | No | Hemoglobinopathies | 54081-5 | OBX | 71592-0 | OBX | 5 | 71592-0 |  |  | Hemoglobinopathies conditions suspected [Identifier] in Dried blood spot | Observation Value | [7 empty] | Not found
2386 | No | Hemoglobinopathies | 54081-5 | OBX | 71592-0 | OBX | 2 | 71592-0 |  |  | Value Type | Value Type | [6 empty] | CWE | Not found
2387 | No | Hemoglobinopathies | 54081-5 | OBX | 71592-0 | OBX | 4 | 71592-0 |  |  | Hemoglobinopathies conditions suspected [Identifier] in Dried blood spot | Observation Sub-ID | [6 empty] | 0 | Not found
2388 | No | Hemoglobinopathies | 54081-5 | OBX | 71592-0 | OBX | 11 | 71592-0 |  |  | Observation Result Status | Observation Result Status | [5 empty] | F | F | Not found
2389 | No | Hemoglobinopathies | 54081-5 | OBX | 71592-0 | OBX | 19 | 71592-0 |  |  | Hemoglobinopathies conditions suspected [Identifier] in Dried blood spot | Date/Time of the Analysis | [6 empty] | 0 | Not found
2390 | No | Hemoglobinopathies | 54081-5 | OBX | 71592-0 | OBX | 29 | 71592-0 |  |  | Observation Type | Observation Type | [6 empty] | 0 | Not found
2391 |  | Hemoglobinopathies | [9 empty] | Hemoglobin observations newborn screening panel
2392 |  | Hemoglobinopathies | 54081-5 | OBR | 64116-7 | OBR | 4 |  |  | 64116-7 | Hemoglobin observations newborn screening panel | Hemoglobin observations newborn screening panel | Order Only | 0..1 | O |  |  |  |  | 64116-7^Hemoglobin observations newborn screening panel^LN
2393 | No | Hemoglobinopathies |  | OBX | [7 empty] | Hemoglobins that can be presumptively identified based on available controls in Dried blood spot
2394 | No | Hemoglobinopathies | 64116-7 | OBX | 64122-5 | OBX | 3 | 64122-5 |  |  | Hemoglobins that can be presumptively identified based on available controls in Dried blood spot | Observation Identifier | Coded | 0..* | O |  | If hemoglobin observations (patterns of Hb types identified and listed in order of predominance) are reported, this information must be reported, either using this LOINC code in repeating OBX segments, or in a NTE segment, following the OBR 64116-7, indicating ALL Hemoglobins that can be presumptively identified based on available controls in Dried blood spot. Answer List (LL1511-6) is available at http://r.details.loinc.org/AnswerList/LL1511-6.html including hemoglobin type abbreviation, SNOMED CT codes where available, and LOINC answer (LA) codes. |  | 64122-5^Hemoglobins that can be presumptively identified based on available controls in Dried blood spot^LN | Not found
2395 | No | Hemoglobinopathies | 64116-7 | OBX | 64122-5 | OBX | 5 | 64122-5 |  |  | Hemoglobins that can be presumptively identified based on available controls in Dried blood spot | Observation Value | [7 empty] | Not found
2396 | No | Hemoglobinopathies | 64116-7 | OBX | 64122-5 | OBX | 2 | 64122-5 |  |  | Value Type | Value Type | [6 empty] | CWE | Not found
2397 | No | Hemoglobinopathies | 64116-7 | OBX | 64122-5 | OBX | 4 | 64122-5 |  |  | Hemoglobins that can be presumptively identified based on available controls in Dried blood spot | Observation Sub-ID | [6 empty] | 0 | Not found
2398 | No | Hemoglobinopathies | 64116-7 | OBX | 64122-5 | OBX | 11 | 64122-5 |  |  | Observation Result Status | Observation Result Status | [5 empty] | F | F | Not found
2399 | No | Hemoglobinopathies | 64116-7 | OBX | 64122-5 | OBX | 19 | 64122-5 |  |  | Hemoglobins that can be presumptively identified based on available controls in Dried blood spot | Date/Time of the Analysis | [6 empty] | 0 | Not found
2400 | No | Hemoglobinopathies | 64116-7 | OBX | 64122-5 | OBX | 29 | 64122-5 |  |  | Observation Type | Observation Type | [6 empty] | 0 | Not found
2401 |  | Hemoglobinopathies |  | OBX | [7 empty] | Most predominant hemoglobin in Dried blood spot
2402 |  | Hemoglobinopathies | 64116-7 | OBX | 64117-5 | OBX | 3 | 64117-5 |  |  | Most predominant hemoglobin in Dried blood spot | Observation Identifier | Coded | 0..1 | O |  | If reported, must also report 64122-5 (Hemoglobins that can be presumptively identified based on available controls in Dried blood spot), or equivalent information in an NTE segment. Answer List (LL1511-6) is available at http://r.details.loinc.org/AnswerList/LL1511-6.html including hemoglobin type abbreviation, SNOMED CT codes where available, and LOINC answer (LA) codes. |  | 64117-5^Most predominant hemoglobin in Dried blood spot^LN | 64117-5^Most predominant hemoglobin in Dried blood spot^LN | Match
2403 |  | Hemoglobinopathies | 64116-7 | OBX | 64117-5 | OBX | 5 | 64117-5 | LA16208-3 |  | Most predominant hemoglobin in Dried blood spot | Observation Value | [5 empty] | Hb F | LA16208-3^Hb F^LN | LA16208-3^Hb F^LN | Match
2404 |  | Hemoglobinopathies | 64116-7 | OBX | 64117-5 | OBX | 2 | 64117-5 |  |  | Value Type | Value Type | [6 empty] | CWE | CWE | Match
2405 |  | Hemoglobinopathies | 64116-7 | OBX | 64117-5 | OBX | 4 | 64117-5 |  |  | Most predominant hemoglobin in Dried blood spot | Observation Sub-ID | [6 empty] | 0 | 0 | Match
2406 |  | Hemoglobinopathies | 64116-7 | OBX | 64117-5 | OBX | 11 | 64117-5 |  |  | Observation Result Status | Observation Result Status | [5 empty] | F | F | F | Match
2407 |  | Hemoglobinopathies | 64116-7 | OBX | 64117-5 | OBX | 19 | 64117-5 |  |  | Most predominant hemoglobin in Dried blood spot | Date/Time of the Analysis | [5 empty] | 201702281252-0500 | 201702281252-0500 | 201702291252-0500
2408 |  | Hemoglobinopathies | 64116-7 | OBX | 64117-5 | OBX | 29 | 64117-5 |  |  | Observation Type | Observation Type | [5 empty] | RSLT | RSLT | RSLT | Match
2409 |  | Hemoglobinopathies |  | OBX | [7 empty] | Second most predominant hemoglobin in Dried blood spot
2410 |  | Hemoglobinopathies | 64116-7 | OBX | 64118-3 | OBX | 3 | 64118-3 |  |  | Second most predominant hemoglobin in Dried blood spot | Observation Identifier | Coded | 0..1 | O |  | See note above. |  | 64118-3^Second most predominant hemoglobin in Dried blood spot^LN | 64118-3^Second most predominant hemoglobin in Dried blood spot^LN | Match
2411 |  | Hemoglobinopathies | 64116-7 | OBX | 64118-3 | OBX | 5 | 64118-3 | LA16209-1 |  | Second most predominant hemoglobin in Dried blood spot | Observation Value | [5 empty] | Hb A | LA16209-1^Hb A^LN | LA16209-1^Hb A^LN | Match
2412 |  | Hemoglobinopathies | 64116-7 | OBX | 64118-3 | OBX | 2 | 64118-3 |  |  | Value Type | Value Type | [6 empty] | CWE | CWE | Match
2413 |  | Hemoglobinopathies | 64116-7 | OBX | 64118-3 | OBX | 4 | 64118-3 |  |  | Second most predominant hemoglobin in Dried blood spot | Observation Sub-ID | [6 empty] | 0 | 0 | Match
2414 |  | Hemoglobinopathies | 64116-7 | OBX | 64118-3 | OBX | 11 | 64118-3 |  |  | Observation Result Status | Observation Result Status | [5 empty] | F | F | F | Match
2415 |  | Hemoglobinopathies | 64116-7 | OBX | 64118-3 | OBX | 19 | 64118-3 |  |  | Second most predominant hemoglobin in Dried blood spot | Date/Time of the Analysis | [5 empty] | 201702281252-0500 | 201702281252-0500 | 201702291252-0500
2416 |  | Hemoglobinopathies | 64116-7 | OBX | 64118-3 | OBX | 29 | 64118-3 |  |  | Observation Type | Observation Type | [5 empty] | RSLT | RSLT | RSLT | Match
2417 |  | Hemoglobinopathies |  | OBX | [7 empty] | Third most predominant hemoglobin in Dried blood spot
2418 |  | Hemoglobinopathies | 64116-7 | OBX | 64119-1 | OBX | 3 | 64119-1 |  |  | Third most predominant hemoglobin in Dried blood spot | Observation Identifier | Coded | 0..1 | O |  | See note above. |  | 64119-1^Third most predominant hemoglobin in Dried blood spot^LN | 64119-1^Third most predominant hemoglobin in Dried blood spot^LN | Match
2419 |  | Hemoglobinopathies | 64116-7 | OBX | 64119-1 | OBX | 5 | 64119-1 | LA16223-2 |  | Third most predominant hemoglobin in Dried blood spot | Observation Value | [5 empty] | Hb unidentified | LA16223-2^Hb unidentified^LN | LA16223-2^Hb unidentified^LN | Match
2420 |  | Hemoglobinopathies | 64116-7 | OBX | 64119-1 | OBX | 2 | 64119-1 |  |  | Value Type | Value Type | [6 empty] | CWE | CWE | Match
2421 |  | Hemoglobinopathies | 64116-7 | OBX | 64119-1 | OBX | 4 | 64119-1 |  |  | Third most predominant hemoglobin in Dried blood spot | Observation Sub-ID | [6 empty] | 0 | 0 | Match
2422 |  | Hemoglobinopathies | 64116-7 | OBX | 64119-1 | OBX | 11 | 64119-1 |  |  | Observation Result Status | Observation Result Status | [5 empty] | F | F | F | Match
2423 |  | Hemoglobinopathies | 64116-7 | OBX | 64119-1 | OBX | 19 | 64119-1 |  |  | Third most predominant hemoglobin in Dried blood spot | Date/Time of the Analysis | [5 empty] | 201702281252-0500 | 201702281252-0500 | 201702291252-0500
2424 |  | Hemoglobinopathies | 64116-7 | OBX | 64119-1 | OBX | 29 | 64119-1 |  |  | Observation Type | Observation Type | [5 empty] | RSLT | RSLT | RSLT | Match
2425 | No | Hemoglobinopathies |  | OBX | [7 empty] | Fourth most predominant hemoglobin in Dried blood spot
2426 | No | Hemoglobinopathies | 64116-7 | OBX | 64120-9 | OBX | 3 | 64120-9 |  |  | Fourth most predominant hemoglobin in Dried blood spot | Observation Identifier | Coded | 0..1 | O |  | See note above. |  | 64120-9^Fourth most predominant hemoglobin in Dried blood spot^LN | Not found
2427 | No | Hemoglobinopathies | 64116-7 | OBX | 64120-9 | OBX | 5 | 64120-9 |  |  | Fourth most predominant hemoglobin in Dried blood spot | Observation Value | [7 empty] | Not found
2428 | No | Hemoglobinopathies | 64116-7 | OBX | 64120-9 | OBX | 2 | 64120-9 |  |  | Value Type | Value Type | [6 empty] | CWE | Not found
2429 | No | Hemoglobinopathies | 64116-7 | OBX | 64120-9 | OBX | 4 | 64120-9 |  |  | Fourth most predominant hemoglobin in Dried blood spot | Observation Sub-ID | [6 empty] | 0 | Not found
2430 | No | Hemoglobinopathies | 64116-7 | OBX | 64120-9 | OBX | 11 | 64120-9 |  |  | Observation Result Status | Observation Result Status | [5 empty] | F | F | Not found
2431 | No | Hemoglobinopathies | 64116-7 | OBX | 64120-9 | OBX | 19 | 64120-9 |  |  | Fourth most predominant hemoglobin in Dried blood spot | Date/Time of the Analysis | [6 empty] | 0 | Not found
2432 | No | Hemoglobinopathies | 64116-7 | OBX | 64120-9 | OBX | 29 | 64120-9 |  |  | Observation Type | Observation Type | [6 empty] | 0 | Not found
2433 | No | Hemoglobinopathies |  | OBX | [7 empty] | Fifth most predominant hemoglobin in Dried blood spot
2434 | No | Hemoglobinopathies | 64116-7 | OBX | 64121-7 | OBX | 3 | 64121-7 |  |  | Fifth most predominant hemoglobin in Dried blood spot | Observation Identifier | Coded | 0..1 | O |  | See note above |  | 64121-7^Fifth most predominant hemoglobin in Dried blood spot^LN | Not found
2435 | No | Hemoglobinopathies | 64116-7 | OBX | 64121-7 | OBX | 5 | 64121-7 |  |  | Fifth most predominant hemoglobin in Dried blood spot | Observation Value | [7 empty] | Not found
2436 | No | Hemoglobinopathies | 64116-7 | OBX | 64121-7 | OBX | 2 | 64121-7 |  |  | Value Type | Value Type | [6 empty] | CWE | Not found
2437 | No | Hemoglobinopathies | 64116-7 | OBX | 64121-7 | OBX | 4 | 64121-7 |  |  | Fifth most predominant hemoglobin in Dried blood spot | Observation Sub-ID | [6 empty] | 0 | Not found
2438 | No | Hemoglobinopathies | 64116-7 | OBX | 64121-7 | OBX | 11 | 64121-7 |  |  | Observation Result Status | Observation Result Status | [5 empty] | F | F | Not found
2439 | No | Hemoglobinopathies | 64116-7 | OBX | 64121-7 | OBX | 19 | 64121-7 |  |  | Fifth most predominant hemoglobin in Dried blood spot | Date/Time of the Analysis | [6 empty] | 0 | Not found
2440 | No | Hemoglobinopathies | 64116-7 | OBX | 64121-7 | OBX | 29 | 64121-7 |  |  | Observation Type | Observation Type | [6 empty] | 0 | Not found
2441 | No | Hemoglobinopathies |  | OBX | [7 empty] | Hemoglobin A/ Hemoglobin.total in Dried blood spot
2442 | No | Hemoglobinopathies | 54081-5 | OBX | 54072-4 | OBX | 3 | 54072-4 |  |  | Hemoglobin A/ Hemoglobin.total in Dried blood spot | Observation Identifier | Numeric | 0..1 | O |  |  |  | 54072-4^Hemoglobin A/ Hemoglobin.total in Dried blood spot^LN | Not found
2443 | No | Hemoglobinopathies | 54081-5 | OBX | 54072-4 | OBX | 5 | 54072-4 | 0 |  | Hemoglobin A/ Hemoglobin.total in Dried blood spot | Observation Value | [6 empty] | 0 | Not found
2444 | No | Hemoglobinopathies | 54081-5 | OBX | 54072-4 | OBX | 2 | 54072-4 |  |  | Value Type | Value Type | [6 empty] | NM | Not found
2445 | No | Hemoglobinopathies | 54081-5 | OBX | 54072-4 | OBX | 4 | 54072-4 |  |  | Hemoglobin A/ Hemoglobin.total in Dried blood spot | Observation Sub-ID | [6 empty] | 0 | Not found
2446 | No | Hemoglobinopathies | 54081-5 | OBX | 54072-4 | OBX | 11 | 54072-4 |  |  | Observation Result Status | Observation Result Status | [5 empty] | F | F | Not found
2447 | No | Hemoglobinopathies | 54081-5 | OBX | 54072-4 | OBX | 19 | 54072-4 |  |  | Hemoglobin A/ Hemoglobin.total in Dried blood spot | Date/Time of the Analysis | [6 empty] | 0 | Not found
2448 | No | Hemoglobinopathies | 54081-5 | OBX | 54072-4 | OBX | 29 | 54072-4 |  |  | Observation Type | Observation Type | [6 empty] | 0 | Not found
2449 | No | Hemoglobinopathies |  | OBX | [7 empty] | Hemoglobin Barts/ Hemoglobin.total in Dried blood spot
2450 | No | Hemoglobinopathies | 54081-5 | OBX | 54069-0 | OBX | 3 | 54069-0 |  |  | Hemoglobin Barts/ Hemoglobin.total in Dried blood spot | Observation Identifier | Numeric | 0..1 | O |  |  |  | 54069-0^Hemoglobin Barts/ Hemoglobin.total in Dried blood spot^LN | Not found
2451 | No | Hemoglobinopathies | 54081-5 | OBX | 54069-0 | OBX | 5 | 54069-0 | 0 |  | Hemoglobin Barts/ Hemoglobin.total in Dried blood spot | Observation Value | [6 empty] | 0 | Not found
2452 | No | Hemoglobinopathies | 54081-5 | OBX | 54069-0 | OBX | 2 | 54069-0 |  |  | Value Type | Value Type | [6 empty] | NM | Not found
2453 | No | Hemoglobinopathies | 54081-5 | OBX | 54069-0 | OBX | 4 | 54069-0 |  |  | Hemoglobin Barts/ Hemoglobin.total in Dried blood spot | Observation Sub-ID | [6 empty] | 0 | Not found
2454 | No | Hemoglobinopathies | 54081-5 | OBX | 54069-0 | OBX | 11 | 54069-0 |  |  | Observation Result Status | Observation Result Status | [5 empty] | F | F | Not found
2455 | No | Hemoglobinopathies | 54081-5 | OBX | 54069-0 | OBX | 19 | 54069-0 |  |  | Hemoglobin Barts/ Hemoglobin.total in Dried blood spot | Date/Time of the Analysis | [6 empty] | 0 | Not found
2456 | No | Hemoglobinopathies | 54081-5 | OBX | 54069-0 | OBX | 29 | 54069-0 |  |  | Observation Type | Observation Type | [6 empty] | 0 | Not found
2457 | No | Hemoglobinopathies |  | OBX | [7 empty] | Hemoglobin C/ Hemoglobin.total in Dried blood spot
2458 | No | Hemoglobinopathies | 54081-5 | OBX | 54073-2 | OBX | 3 | 54073-2 |  |  | Hemoglobin C/ Hemoglobin.total in Dried blood spot | Observation Identifier | Numeric | 0..1 | O |  |  |  | 54073-2^Hemoglobin C/ Hemoglobin.total in Dried blood spot^LN | Not found
2459 | No | Hemoglobinopathies | 54081-5 | OBX | 54073-2 | OBX | 5 | 54073-2 | 0 |  | Hemoglobin C/ Hemoglobin.total in Dried blood spot | Observation Value | [6 empty] | 0 | Not found
2460 | No | Hemoglobinopathies | 54081-5 | OBX | 54073-2 | OBX | 2 | 54073-2 |  |  | Value Type | Value Type | [6 empty] | NM | Not found
2461 | No | Hemoglobinopathies | 54081-5 | OBX | 54073-2 | OBX | 4 | 54073-2 |  |  | Hemoglobin C/ Hemoglobin.total in Dried blood spot | Observation Sub-ID | [6 empty] | 0 | Not found
2462 | No | Hemoglobinopathies | 54081-5 | OBX | 54073-2 | OBX | 11 | 54073-2 |  |  | Observation Result Status | Observation Result Status | [5 empty] | F | F | Not found
2463 | No | Hemoglobinopathies | 54081-5 | OBX | 54073-2 | OBX | 19 | 54073-2 |  |  | Hemoglobin C/ Hemoglobin.total in Dried blood spot | Date/Time of the Analysis | [6 empty] | 0 | Not found
2464 | No | Hemoglobinopathies | 54081-5 | OBX | 54073-2 | OBX | 29 | 54073-2 |  |  | Observation Type | Observation Type | [6 empty] | 0 | Not found
2465 | No | Hemoglobinopathies |  | OBX | [7 empty] | Hemoglobin D/ Hemoglobin.total in Dried blood spot
2466 | No | Hemoglobinopathies | 54081-5 | OBX | 54070-8 | OBX | 3 | 54070-8 |  |  | Hemoglobin D/ Hemoglobin.total in Dried blood spot | Observation Identifier | Numeric | 0..1 | O |  |  |  | 54070-8^Hemoglobin D/ Hemoglobin.total in Dried blood spot^LN | Not found
2467 | No | Hemoglobinopathies | 54081-5 | OBX | 54070-8 | OBX | 5 | 54070-8 | 0 |  | Hemoglobin D/ Hemoglobin.total in Dried blood spot | Observation Value | [6 empty] | 0 | Not found
2468 | No | Hemoglobinopathies | 54081-5 | OBX | 54070-8 | OBX | 2 | 54070-8 |  |  | Value Type | Value Type | [6 empty] | NM | Not found
2469 | No | Hemoglobinopathies | 54081-5 | OBX | 54070-8 | OBX | 4 | 54070-8 |  |  | Hemoglobin D/ Hemoglobin.total in Dried blood spot | Observation Sub-ID | [6 empty] | 0 | Not found
2470 | No | Hemoglobinopathies | 54081-5 | OBX | 54070-8 | OBX | 11 | 54070-8 |  |  | Observation Result Status | Observation Result Status | [5 empty] | F | F | Not found
2471 | No | Hemoglobinopathies | 54081-5 | OBX | 54070-8 | OBX | 19 | 54070-8 |  |  | Hemoglobin D/ Hemoglobin.total in Dried blood spot | Date/Time of the Analysis | [6 empty] | 0 | Not found
2472 | No | Hemoglobinopathies | 54081-5 | OBX | 54070-8 | OBX | 29 | 54070-8 |  |  | Observation Type | Observation Type | [6 empty] | 0 | Not found
2473 | No | Hemoglobinopathies |  | OBX | [7 empty] | Hemoglobin E/ Hemoglobin.total in Dried blood spot
2474 | No | Hemoglobinopathies | 54081-5 | OBX | 54071-6 | OBX | 3 | 54071-6 |  |  | Hemoglobin E/ Hemoglobin.total in Dried blood spot | Observation Identifier | Numeric | 0..1 | O |  |  |  | 54071-6^Hemoglobin E/ Hemoglobin.total in Dried blood spot^LN | Not found
2475 | No | Hemoglobinopathies | 54081-5 | OBX | 54071-6 | OBX | 5 | 54071-6 | 0 |  | Hemoglobin E/ Hemoglobin.total in Dried blood spot | Observation Value | [6 empty] | 0 | Not found
2476 | No | Hemoglobinopathies | 54081-5 | OBX | 54071-6 | OBX | 2 | 54071-6 |  |  | Value Type | Value Type | [6 empty] | NM | Not found
2477 | No | Hemoglobinopathies | 54081-5 | OBX | 54071-6 | OBX | 4 | 54071-6 |  |  | Hemoglobin E/ Hemoglobin.total in Dried blood spot | Observation Sub-ID | [6 empty] | 0 | Not found
2478 | No | Hemoglobinopathies | 54081-5 | OBX | 54071-6 | OBX | 11 | 54071-6 |  |  | Observation Result Status | Observation Result Status | [5 empty] | F | F | Not found
2479 | No | Hemoglobinopathies | 54081-5 | OBX | 54071-6 | OBX | 19 | 54071-6 |  |  | Hemoglobin E/ Hemoglobin.total in Dried blood spot | Date/Time of the Analysis | [6 empty] | 0 | Not found
2480 | No | Hemoglobinopathies | 54081-5 | OBX | 54071-6 | OBX | 29 | 54071-6 |  |  | Observation Type | Observation Type | [6 empty] | 0 | Not found
2481 | No | Hemoglobinopathies |  | OBX | [7 empty] | Hemoglobin F/ Hemoglobin.total in Dried blood spot
2482 | No | Hemoglobinopathies | 54081-5 | OBX | 54074-0 | OBX | 3 | 54074-0 |  |  | Hemoglobin F/ Hemoglobin.total in Dried blood spot | Observation Identifier | Numeric | 0..1 | O |  |  |  | 54074-0^Hemoglobin F/ Hemoglobin.total in Dried blood spot^LN | Not found
2483 | No | Hemoglobinopathies | 54081-5 | OBX | 54074-0 | OBX | 5 | 54074-0 | 0 |  | Hemoglobin F/ Hemoglobin.total in Dried blood spot | Observation Value | [6 empty] | 0 | Not found
2484 | No | Hemoglobinopathies | 54081-5 | OBX | 54074-0 | OBX | 2 | 54074-0 |  |  | Value Type | Value Type | [6 empty] | NM | Not found
2485 | No | Hemoglobinopathies | 54081-5 | OBX | 54074-0 | OBX | 4 | 54074-0 |  |  | Hemoglobin F/ Hemoglobin.total in Dried blood spot | Observation Sub-ID | [6 empty] | 0 | Not found
2486 | No | Hemoglobinopathies | 54081-5 | OBX | 54074-0 | OBX | 11 | 54074-0 |  |  | Observation Result Status | Observation Result Status | [5 empty] | F | F | Not found
2487 | No | Hemoglobinopathies | 54081-5 | OBX | 54074-0 | OBX | 19 | 54074-0 |  |  | Hemoglobin F/ Hemoglobin.total in Dried blood spot | Date/Time of the Analysis | [6 empty] | 0 | Not found
2488 | No | Hemoglobinopathies | 54081-5 | OBX | 54074-0 | OBX | 29 | 54074-0 |  |  | Observation Type | Observation Type | [6 empty] | 0 | Not found
2489 | No | Hemoglobinopathies |  | OBX | [7 empty] | Hemoglobin O-Arab/ Hemoglobin.total in Dried blood spot
2490 | No | Hemoglobinopathies | 54081-5 | OBX | 54068-2 | OBX | 3 | 54068-2 |  |  | Hemoglobin O-Arab/ Hemoglobin.total in Dried blood spot | Observation Identifier | Numeric | 0..1 | O |  |  |  | 54068-2^Hemoglobin O-Arab/ Hemoglobin.total in Dried blood spot^LN | Not found
2491 | No | Hemoglobinopathies | 54081-5 | OBX | 54068-2 | OBX | 5 | 54068-2 | 0 |  | Hemoglobin O-Arab/ Hemoglobin.total in Dried blood spot | Observation Value | [6 empty] | 0 | Not found
2492 | No | Hemoglobinopathies | 54081-5 | OBX | 54068-2 | OBX | 2 | 54068-2 |  |  | Value Type | Value Type | [6 empty] | NM | Not found
2493 | No | Hemoglobinopathies | 54081-5 | OBX | 54068-2 | OBX | 4 | 54068-2 |  |  | Hemoglobin O-Arab/ Hemoglobin.total in Dried blood spot | Observation Sub-ID | [6 empty] | 0 | Not found
2494 | No | Hemoglobinopathies | 54081-5 | OBX | 54068-2 | OBX | 11 | 54068-2 |  |  | Observation Result Status | Observation Result Status | [5 empty] | F | F | Not found
2495 | No | Hemoglobinopathies | 54081-5 | OBX | 54068-2 | OBX | 19 | 54068-2 |  |  | Hemoglobin O-Arab/ Hemoglobin.total in Dried blood spot | Date/Time of the Analysis | [6 empty] | 0 | Not found
2496 | No | Hemoglobinopathies | 54081-5 | OBX | 54068-2 | OBX | 29 | 54068-2 |  |  | Observation Type | Observation Type | [6 empty] | 0 | Not found
2497 | No | Hemoglobinopathies |  | OBX | [7 empty] | Hemoglobin S/ Hemoglobin.total in Dried blood spot
2498 | No | Hemoglobinopathies | 54081-5 | OBX | 56476-5 | OBX | 3 | 56476-5 |  |  | Hemoglobin S/ Hemoglobin.total in Dried blood spot | Observation Identifier | Numeric | 0..1 | O |  |  |  | 56476-5^Hemoglobin S/ Hemoglobin.total in Dried blood spot^LN | Not found
2499 | No | Hemoglobinopathies | 54081-5 | OBX | 56476-5 | OBX | 5 | 56476-5 | 0 |  | Hemoglobin S/ Hemoglobin.total in Dried blood spot | Observation Value | [6 empty] | 0 | Not found
2500 | No | Hemoglobinopathies | 54081-5 | OBX | 56476-5 | OBX | 2 | 56476-5 |  |  | Value Type | Value Type | [6 empty] | NM | Not found
2501 | No | Hemoglobinopathies | 54081-5 | OBX | 56476-5 | OBX | 4 | 56476-5 |  |  | Hemoglobin S/ Hemoglobin.total in Dried blood spot | Observation Sub-ID | [6 empty] | 0 | Not found
2502 | No | Hemoglobinopathies | 54081-5 | OBX | 56476-5 | OBX | 11 | 56476-5 |  |  | Observation Result Status | Observation Result Status | [5 empty] | F | F | Not found
2503 | No | Hemoglobinopathies | 54081-5 | OBX | 56476-5 | OBX | 19 | 56476-5 |  |  | Hemoglobin S/ Hemoglobin.total in Dried blood spot | Date/Time of the Analysis | [6 empty] | 0 | Not found
2504 | No | Hemoglobinopathies | 54081-5 | OBX | 56476-5 | OBX | 29 | 56476-5 |  |  | Observation Type | Observation Type | [6 empty] | 0 | Not found
2505 | No | Infectious Disease | [9 empty] | Infectious diseases newborn screening panel
2506 | No | Infectious Disease | 54089-8 | OBR | 54082-3 | OBR | 4 |  |  | 54082-3 | Infectious diseases newborn screening panel | Infectious diseases newborn screening panel | Order Only | 0..1 | C |  | Condition: MUST be included in the message, if state tests for condition. |  | 54082-3^Infectious diseases newborn screening panel^LN | Not found
2507 | No | Infectious Disease |  | OBX | [7 empty] | Infectious diseases newborn screen interpretation
2508 | No | Infectious Disease | 54082-3 | OBX | 57702-3 | OBX | 3 | 57702-3 |  |  | Infectious diseases newborn screen interpretation | Observation Identifier | Coded | 0..* | C |  | Condition: Required if state test for condition, preceding OBR-4 should be 54082-3^Infectious diseases newborn screening panel^LN. Preferred Answer List (LL833-5): Normal LA6626-1 Borderline LA4259-3 Suspect HIV LA12446-3 Suspect TOXO LA12447-1 Note: Additional details available at http://s.details.loinc.org/LOINC/57702- 3.html?sections=Simple |  | 57702-3^Infectious diseases newborn screen interpretation^LN | Not found
2509 | No | Infectious Disease | 54082-3 | OBX | 57702-3 | OBX | 5 | 57702-3 |  |  | Infectious diseases newborn screen interpretation | Observation Value | [7 empty] | Not found
2510 | No | Infectious Disease | 54082-3 | OBX | 57702-3 | OBX | 2 | 57702-3 |  |  | Value Type | Value Type | [6 empty] | CWE | Not found
2511 | No | Infectious Disease | 54082-3 | OBX | 57702-3 | OBX | 4 | 57702-3 |  |  | Infectious diseases newborn screen interpretation | Observation Sub-ID | [6 empty] | 0 | Not found
2512 | No | Infectious Disease | 54082-3 | OBX | 57702-3 | OBX | 11 | 57702-3 |  |  | Observation Result Status | Observation Result Status | [5 empty] | F | F | Not found
2513 | No | Infectious Disease | 54082-3 | OBX | 57702-3 | OBX | 19 | 57702-3 |  |  | Infectious diseases newborn screen interpretation | Date/Time of the Analysis | [6 empty] | 0 | Not found
2514 | No | Infectious Disease | 54082-3 | OBX | 57702-3 | OBX | 29 | 57702-3 |  |  | Observation Type | Observation Type | [6 empty] | 0 | Not found
2515 | No | Infectious Disease |  | OBX | [7 empty] | Infectious diseases newborn screening comment-discussion
2516 | No | Infectious Disease | 54082-3 | OBX | 57701-5 | OBX | 3 | 57701-5 |  |  | Infectious diseases newborn screening comment-discussion | Observation Identifier | Text | 0..* | C |  | Condition: If 57702-3^Infectious diseases newborn screen interpretation^LN is included and the result necessitates comments. |  | 57701-5^Infectious diseases newborn screening comment-discussion^LN | Not found
2517 | No | Infectious Disease | 54082-3 | OBX | 57701-5 | OBX | 5 | 57701-5 | 0 |  | Infectious diseases newborn screening comment-discussion | Observation Value | [6 empty] | 0 | Not found
2518 | No | Infectious Disease | 54082-3 | OBX | 57701-5 | OBX | 2 | 57701-5 |  |  | Value Type | Value Type | [6 empty] | TX | Not found
2519 | No | Infectious Disease | 54082-3 | OBX | 57701-5 | OBX | 4 | 57701-5 |  |  | Infectious diseases newborn screening comment-discussion | Observation Sub-ID | [6 empty] | 0 | Not found
2520 | No | Infectious Disease | 54082-3 | OBX | 57701-5 | OBX | 11 | 57701-5 |  |  | Observation Result Status | Observation Result Status | [5 empty] | F | F | Not found
2521 | No | Infectious Disease | 54082-3 | OBX | 57701-5 | OBX | 19 | 57701-5 |  |  | Infectious diseases newborn screening comment-discussion | Date/Time of the Analysis | [6 empty] | 0 | Not found
2522 | No | Infectious Disease | 54082-3 | OBX | 57701-5 | OBX | 29 | 57701-5 |  |  | Observation Type | Observation Type | [6 empty] | 0 | Not found
2523 | No | Infectious Disease |  | OBX | [7 empty] | HIV 1+2 IgG Ab [Presence] in Dried blood spot
2524 | No | Infectious Disease | 54082-3 | OBX | 54086-4 | OBX | 3 | 54086-4 |  |  | HIV 1+2 IgG Ab [Presence] in Dried blood spot | Observation Identifier | Ordinal | 0..1 | O |  |  |  | 54086-4^HIV 1+2 IgG Ab [Presence] in Dried blood spot^LN | Not found
2525 | No | Infectious Disease | 54082-3 | OBX | 54086-4 | OBX | 5 | 54086-4 | 0 |  | HIV 1+2 IgG Ab [Presence] in Dried blood spot | Observation Value | [6 empty] | 0 | Not found
2526 | No | Infectious Disease | 54082-3 | OBX | 54086-4 | OBX | 2 | 54086-4 |  |  | Value Type | Value Type | [6 empty] | CWE | Not found
2527 | No | Infectious Disease | 54082-3 | OBX | 54086-4 | OBX | 4 | 54086-4 |  |  | HIV 1+2 IgG Ab [Presence] in Dried blood spot | Observation Sub-ID | [6 empty] | 0 | Not found
2528 | No | Infectious Disease | 54082-3 | OBX | 54086-4 | OBX | 11 | 54086-4 |  |  | Observation Result Status | Observation Result Status | [5 empty] | F | F | Not found
2529 | No | Infectious Disease | 54082-3 | OBX | 54086-4 | OBX | 19 | 54086-4 |  |  | HIV 1+2 IgG Ab [Presence] in Dried blood spot | Date/Time of the Analysis | [6 empty] | 0 | Not found
2530 | No | Infectious Disease | 54082-3 | OBX | 54086-4 | OBX | 29 | 54086-4 |  |  | Observation Type | Observation Type | [6 empty] | 0 | Not found
2531 | No | Infectious Disease |  | OBX | [7 empty] | Toxoplasma gondii IgG Ab [Presence] in Dried blood spot
2532 | No | Infectious Disease | 54082-3 | OBX | 54087-2 | OBX | 3 | 54087-2 |  |  | Toxoplasma gondii IgG Ab [Presence] in Dried blood spot | Observation Identifier | Ordinal | 0..1 | O |  |  |  | 54087-2^Toxoplasma gondii IgG Ab [Presence] in Dried blood spot^LN | Not found
2533 | No | Infectious Disease | 54082-3 | OBX | 54087-2 | OBX | 5 | 54087-2 | 0 |  | Toxoplasma gondii IgG Ab [Presence] in Dried blood spot | Observation Value | [6 empty] | 0 | Not found
2534 | No | Infectious Disease | 54082-3 | OBX | 54087-2 | OBX | 2 | 54087-2 |  |  | Value Type | Value Type | [6 empty] | CWE | Not found
2535 | No | Infectious Disease | 54082-3 | OBX | 54087-2 | OBX | 4 | 54087-2 |  |  | Toxoplasma gondii IgG Ab [Presence] in Dried blood spot | Observation Sub-ID | [6 empty] | 0 | Not found
2536 | No | Infectious Disease | 54082-3 | OBX | 54087-2 | OBX | 11 | 54087-2 |  |  | Observation Result Status | Observation Result Status | [5 empty] | F | F | Not found
2537 | No | Infectious Disease | 54082-3 | OBX | 54087-2 | OBX | 19 | 54087-2 |  |  | Toxoplasma gondii IgG Ab [Presence] in Dried blood spot | Date/Time of the Analysis | [6 empty] | 0 | Not found
2538 | No | Infectious Disease | 54082-3 | OBX | 54087-2 | OBX | 29 | 54087-2 |  |  | Observation Type | Observation Type | [6 empty] | 0 | Not found
2539 | No | Infectious Disease |  | OBX | [7 empty] | Toxoplasma gondii IgM Ab [Presence] in Dried blood spot
2540 | No | Infectious Disease | 54082-3 | OBX | 54088-0 | OBX | 3 | 54088-0 |  |  | Toxoplasma gondii IgM Ab [Presence] in Dried blood spot | Observation Identifier | Ordinal | 0..1 | O |  |  |  | 54088-0^Toxoplasma gondii IgM Ab [Presence] in Dried blood spot^LN | Not found
2541 | No | Infectious Disease | 54082-3 | OBX | 54088-0 | OBX | 5 | 54088-0 | 0 |  | Toxoplasma gondii IgM Ab [Presence] in Dried blood spot | Observation Value | [6 empty] | 0 | Not found
2542 | No | Infectious Disease | 54082-3 | OBX | 54088-0 | OBX | 2 | 54088-0 |  |  | Value Type | Value Type | [6 empty] | CWE | Not found
2543 | No | Infectious Disease | 54082-3 | OBX | 54088-0 | OBX | 4 | 54088-0 |  |  | Toxoplasma gondii IgM Ab [Presence] in Dried blood spot | Observation Sub-ID | [6 empty] | 0 | Not found
2544 | No | Infectious Disease | 54082-3 | OBX | 54088-0 | OBX | 11 | 54088-0 |  |  | Observation Result Status | Observation Result Status | [5 empty] | F | F | Not found
2545 | No | Infectious Disease | 54082-3 | OBX | 54088-0 | OBX | 19 | 54088-0 |  |  | Toxoplasma gondii IgM Ab [Presence] in Dried blood spot | Date/Time of the Analysis | [6 empty] | 0 | Not found
2546 | No | Infectious Disease | 54082-3 | OBX | 54088-0 | OBX | 29 | 54088-0 |  |  | Observation Type | Observation Type | [6 empty] | 0 | Not found
2547 |  | Biotinidase | [9 empty] | Biotinidase newborn screening panel
2548 |  | Biotinidase | 54089-8 | OBR | 57087-9 | OBR | 4 |  |  | 57087-9 | Biotinidase newborn screening panel | Biotinidase newborn screening panel | Order Only | 0..1 | C |  | Condition: MUST be included in the message, if state tests for condition. |  | 57087-9^Biotinidase newborn screening panel^LN | 57087-9^Biotinidase newborn screening panel^LN | Match
2549 |  | Biotinidase |  | OBX | [7 empty] | Biotinidase deficiency newborn screen interpretation
2550 |  | Biotinidase | 57087-9 | OBX | 46761-3 | OBX | 3 | 46761-3 |  |  | Biotinidase deficiency newborn screen interpretation | Observation Identifier | Coded | 0..* | C |  | Condition: Required if state tests for condition, preceding OBR-4 should be 57087-9^Biotinidase newborn screening panel^LN. Preferred Answer List (LL840-0) at http://r.details.loinc.org/AnswerList/LL840-0.html |  | 46761-3^Biotinidase deficiency newborn screen interpretation^LN | 46761-3^Biotinidase deficiency newborn screen interpretation^LN | Match
2551 |  | Biotinidase | 57087-9 | OBX | 46761-3 | OBX | 5 | 46761-3 | LA18592-8 |  | Biotinidase deficiency newborn screen interpretation | Observation Value | [5 empty] | In range | LA18592-8^In range^LN | LA18592-8^In range^LN | Match
2552 |  | Biotinidase | 57087-9 | OBX | 46761-3 | OBX | 2 | 46761-3 |  |  | Value Type | Value Type | [6 empty] | CWE | CWE | Match
2553 |  | Biotinidase | 57087-9 | OBX | 46761-3 | OBX | 4 | 46761-3 |  |  | Biotinidase deficiency newborn screen interpretation | Observation Sub-ID | [6 empty] | 0 | 0 | Match
2554 |  | Biotinidase | 57087-9 | OBX | 46761-3 | OBX | 11 | 46761-3 |  |  | Observation Result Status | Observation Result Status | [5 empty] | F | F | F | Match
2555 |  | Biotinidase | 57087-9 | OBX | 46761-3 | OBX | 19 | 46761-3 |  |  | Biotinidase deficiency newborn screen interpretation | Date/Time of the Analysis | [5 empty] | 201702281252-0500 | 201702281252-0500 | 201702291252-0500
2556 |  | Biotinidase | 57087-9 | OBX | 46761-3 | OBX | 29 | 46761-3 |  |  | Observation Type | Observation Type | [5 empty] | RSLT | RSLT | RSLT | Match
2557 |  | Biotinidase |  | OBX | [7 empty] | Biotinidase deficiency newborn screening comment-discussion
2558 |  | Biotinidase | 57087-9 | OBX | 57699-1 | OBX | 3 | 57699-1 |  |  | Biotinidase deficiency newborn screening comment-discussion | Observation Identifier | Text | 0..* | C |  | Condition: If 46761-3^Biotinidase deficiency newborn screen interpretation^LN is included and the result necessitates comments. |  | 57699-1^Biotinidase deficiency newborn screening comment-discussion^LN | 57699-1^Biotinidase deficiency newborn screening comment-discussion^LN | Match
2559 |  | Biotinidase | 57087-9 | OBX | 57699-1 | OBX | 5 | 57699-1 | 0 |  | Biotinidase deficiency newborn screening comment-discussion | Observation Value | [6 empty] | 0 | Not found
2560 |  | Biotinidase | 57087-9 | OBX | 57699-1 | OBX | 2 | 57699-1 |  |  | Value Type | Value Type | [6 empty] | TX | TX | Match
2561 |  | Biotinidase | 57087-9 | OBX | 57699-1 | OBX | 4 | 57699-1 |  |  | Biotinidase deficiency newborn screening comment-discussion | Observation Sub-ID | [6 empty] | 0 | 0 | Match
2562 |  | Biotinidase | 57087-9 | OBX | 57699-1 | OBX | 11 | 57699-1 |  |  | Observation Result Status | Observation Result Status | [5 empty] | F | F | F | Match
2563 |  | Biotinidase | 57087-9 | OBX | 57699-1 | OBX | 19 | 57699-1 |  |  | Biotinidase deficiency newborn screening comment-discussion | Date/Time of the Analysis | [5 empty] | 201702281252-0500 | 201702281252-0500 | 201702291252-0500
2564 |  | Biotinidase | 57087-9 | OBX | 57699-1 | OBX | 29 | 57699-1 |  |  | Observation Type | Observation Type | [5 empty] | RSLT | RSLT | RSLT | Match
2565 | No | Biotinidase |  | OBX | [7 empty] | Biotinidase [Presence] in Dried blood spot
2566 | No | Biotinidase | 57087-9 | OBX | 38478-4 | OBX | 3 | 38478-4 |  |  | Biotinidase [Presence] in Dried blood spot | Observation Identifier | Ordinal | 0..1 | O |  |  |  | 38478-4^Biotinidase [Presence] in Dried blood spot^LN | Not found
2567 | No | Biotinidase | 57087-9 | OBX | 38478-4 | OBX | 5 | 38478-4 | 0 |  | Biotinidase [Presence] in Dried blood spot | Observation Value | [6 empty] | 0 | Not found
2568 | No | Biotinidase | 57087-9 | OBX | 38478-4 | OBX | 2 | 38478-4 |  |  | Value Type | Value Type | [6 empty] | CWE | Not found
2569 | No | Biotinidase | 57087-9 | OBX | 38478-4 | OBX | 4 | 38478-4 |  |  | Biotinidase [Presence] in Dried blood spot | Observation Sub-ID | [6 empty] | 0 | Not found
2570 | No | Biotinidase | 57087-9 | OBX | 38478-4 | OBX | 11 | 38478-4 |  |  | Observation Result Status | Observation Result Status | [5 empty] | F | F | Not found
2571 | No | Biotinidase | 57087-9 | OBX | 38478-4 | OBX | 19 | 38478-4 |  |  | Biotinidase [Presence] in Dried blood spot | Date/Time of the Analysis | [6 empty] | 0 | Not found
2572 | No | Biotinidase | 57087-9 | OBX | 38478-4 | OBX | 29 | 38478-4 |  |  | Observation Type | Observation Type | [6 empty] | 0 | Not found
2573 |  | Biotinidase |  | OBX | [7 empty] | Biotinidase [Enzymatic activity/volume] in Dried blood spot
2574 |  | Biotinidase | 57087-9 | OBX | 75217-0 | OBX | 3 | 75217-0 |  |  | Biotinidase [Enzymatic activity/volume] in Dried blood spot | Observation Identifier | Numeric | 0..1 | O |  |  |  | 75217-0^Biotinidase [Enzymatic activity/volume] in Dried blood spot^LN | 75217-0^Biotinidase [Enzymatic activity/volume] in Dried blood spot^LN | Match
2575 |  | Biotinidase | 57087-9 | OBX | 75217-0 | OBX | 5 | 75217-0 |  |  | Biotinidase [Enzymatic activity/volume] in Dried blood spot | Observation Value | [5 empty] | 187.8 | 187.8 | 187.8 | Match
2576 |  | Biotinidase | 57087-9 | OBX | 75217-0 | OBX | 6 | 75217-0 |  |  | Biotinidase [Enzymatic activity/volume] in Dried blood spot | Units | [5 empty] | U/dL^enzyme unit per DeciLiter ^UCUM | U/dL^enzyme unit per DeciLiter ^UCUM | U/dL^enzyme unit per DeciLiter ^UCUM | Match
2577 |  | Biotinidase | 57087-9 | OBX | 75217-0 | OBX | 2 | 75217-0 |  |  | Value Type | Value Type | [6 empty] | NM | NM | Match
2578 |  | Biotinidase | 57087-9 | OBX | 75217-0 | OBX | 4 | 75217-0 |  |  | Biotinidase [Enzymatic activity/volume] in Dried blood spot | Observation Sub-ID | [6 empty] | 0 | 0 | Match
2579 |  | Biotinidase | 57087-9 | OBX | 75217-0 | OBX | 11 | 75217-0 |  |  | Observation Result Status | Observation Result Status | [5 empty] | F | F | F | Match
2580 |  | Biotinidase | 57087-9 | OBX | 75217-0 | OBX | 19 | 75217-0 |  |  | Biotinidase [Enzymatic activity/volume] in Dried blood spot | Date/Time of the Analysis | [5 empty] | 201702281252-0500 | 201702281252-0500 | 201702291252-0500
2581 |  | Biotinidase | 57087-9 | OBX | 75217-0 | OBX | 29 | 75217-0 |  |  | Observation Type | Observation Type | [5 empty] | RSLT | RSLT | RSLT | Match
2582 | No | Glucose-6-Phosphate dehydrogenase | [9 empty] | Glucose-6-Phosphate dehydrogenase newborn screen panel
2583 | No | Glucose-6-Phosphate dehydrogenase | 54089-8 | OBR | 58091-0 | OBR | 4 |  |  | 58091-0 | Glucose-6-Phosphate dehydrogenase newborn screen panel | Glucose-6-Phosphate dehydrogenase newborn screen panel | Order Only | 0..1 | C |  | Condition: MUST be included in the message, if state tests for condition. |  | 58091-0^Glucose-6-Phosphate dehydrogenase newborn screen panel^LN | Not found
2584 | No | Glucose-6-Phosphate dehydrogenase |  | OBX | [7 empty] | Glucose-6-Phosphate dehydrogenase newborn screen interpretation
2585 | No | Glucose-6-Phosphate dehydrogenase | 58091-0 | OBX | 58089-4 | OBX | 3 | 58089-4 |  |  | Glucose-6-Phosphate dehydrogenase newborn screen interpretation | Observation Identifier | Coded | 0..* | C |  | Condition: Required when preceding OBR-4 is 58091-0^Glucose-6- Phosphate dehydrogenase newborn screen panel^LN. Preferred Answer List (LL840-0) at: http://r.details.loinc.org/AnswerList/LL840-0.html |  | 58089-4^Glucose-6-Phosphate dehydrogenase newborn screen interpretation^LN | Not found
2586 | No | Glucose-6-Phosphate dehydrogenase | 58091-0 | OBX | 58089-4 | OBX | 5 | 58089-4 |  |  | Glucose-6-Phosphate dehydrogenase newborn screen interpretation | Observation Value | [7 empty] | Not found
2587 | No | Glucose-6-Phosphate dehydrogenase | 58091-0 | OBX | 58089-4 | OBX | 2 | 58089-4 |  |  | Value Type | Value Type | [6 empty] | CWE | Not found
2588 | No | Glucose-6-Phosphate dehydrogenase | 58091-0 | OBX | 58089-4 | OBX | 4 | 58089-4 |  |  | Glucose-6-Phosphate dehydrogenase newborn screen interpretation | Observation Sub-ID | [6 empty] | 0 | Not found
2589 | No | Glucose-6-Phosphate dehydrogenase | 58091-0 | OBX | 58089-4 | OBX | 11 | 58089-4 |  |  | Observation Result Status | Observation Result Status | [5 empty] | F | F | Not found
2590 | No | Glucose-6-Phosphate dehydrogenase | 58091-0 | OBX | 58089-4 | OBX | 19 | 58089-4 |  |  | Glucose-6-Phosphate dehydrogenase newborn screen interpretation | Date/Time of the Analysis | [6 empty] | 0 | Not found
2591 | No | Glucose-6-Phosphate dehydrogenase | 58091-0 | OBX | 58089-4 | OBX | 29 | 58089-4 |  |  | Observation Type | Observation Type | [6 empty] | 0 | Not found
2592 | No | Glucose-6-Phosphate dehydrogenase |  | OBX | [7 empty] | Glucose-6-Phosphate dehydrogenase newborn screening comment- discussion
2593 | No | Glucose-6-Phosphate dehydrogenase | 58091-0 | OBX | 58090-2 | OBX | 3 | 58090-2 |  |  | Glucose-6-Phosphate dehydrogenase newborn screening comment- discussion | Observation Identifier | Text | 0..* | C |  | Condition: If 58089-4 Glucose-6-Phosphate dehydrogenase newborn screen interpretation^LN is included and the result necessitates comments. |  | 58090-2^Glucose-6-Phosphate dehydrogenase newborn screening comment- discussion^LN | Not found
2594 | No | Glucose-6-Phosphate dehydrogenase | 58091-0 | OBX | 58090-2 | OBX | 5 | 58090-2 | 0 |  | Glucose-6-Phosphate dehydrogenase newborn screening comment- discussion | Observation Value | [6 empty] | 0 | Not found
2595 | No | Glucose-6-Phosphate dehydrogenase | 58091-0 | OBX | 58090-2 | OBX | 2 | 58090-2 |  |  | Value Type | Value Type | [6 empty] | TX | Not found
2596 | No | Glucose-6-Phosphate dehydrogenase | 58091-0 | OBX | 58090-2 | OBX | 4 | 58090-2 |  |  | Glucose-6-Phosphate dehydrogenase newborn screening comment- discussion | Observation Sub-ID | [6 empty] | 0 | Not found
2597 | No | Glucose-6-Phosphate dehydrogenase | 58091-0 | OBX | 58090-2 | OBX | 11 | 58090-2 |  |  | Observation Result Status | Observation Result Status | [5 empty] | F | F | Not found
2598 | No | Glucose-6-Phosphate dehydrogenase | 58091-0 | OBX | 58090-2 | OBX | 19 | 58090-2 |  |  | Glucose-6-Phosphate dehydrogenase newborn screening comment- discussion | Date/Time of the Analysis | [6 empty] | 0 | Not found
2599 | No | Glucose-6-Phosphate dehydrogenase | 58091-0 | OBX | 58090-2 | OBX | 29 | 58090-2 |  |  | Observation Type | Observation Type | [6 empty] | 0 | Not found
2600 | No | Glucose-6-Phosphate dehydrogenase |  | OBX | [7 empty] | Glucose-6-Phosphate dehydrogenase [Presence] in Dried blood spot
2601 | No | Glucose-6-Phosphate dehydrogenase | 58091-0 | OBX | 33287-4 | OBX | 3 | 33287-4 |  |  | Glucose-6-Phosphate dehydrogenase [Presence] in Dried blood spot | Observation Identifier | Ordinal | 0..1 | O |  |  |  | 33287-4^Glucose-6-Phosphate dehydrogenase [Presence] in Dried blood spot^LN | Not found
2602 | No | Glucose-6-Phosphate dehydrogenase | 58091-0 | OBX | 33287-4 | OBX | 5 | 33287-4 | 0 |  | Glucose-6-Phosphate dehydrogenase [Presence] in Dried blood spot | Observation Value | [6 empty] | 0 | Not found
2603 | No | Glucose-6-Phosphate dehydrogenase | 58091-0 | OBX | 33287-4 | OBX | 2 | 33287-4 |  |  | Value Type | Value Type | [6 empty] | CWE | Not found
2604 | No | Glucose-6-Phosphate dehydrogenase | 58091-0 | OBX | 33287-4 | OBX | 4 | 33287-4 |  |  | Glucose-6-Phosphate dehydrogenase [Presence] in Dried blood spot | Observation Sub-ID | [6 empty] | 0 | Not found
2605 | No | Glucose-6-Phosphate dehydrogenase | 58091-0 | OBX | 33287-4 | OBX | 11 | 33287-4 |  |  | Observation Result Status | Observation Result Status | [5 empty] | F | F | Not found
2606 | No | Glucose-6-Phosphate dehydrogenase | 58091-0 | OBX | 33287-4 | OBX | 19 | 33287-4 |  |  | Glucose-6-Phosphate dehydrogenase [Presence] in Dried blood spot | Date/Time of the Analysis | [6 empty] | 0 | Not found
2607 | No | Glucose-6-Phosphate dehydrogenase | 58091-0 | OBX | 33287-4 | OBX | 29 | 33287-4 |  |  | Observation Type | Observation Type | [6 empty] | 0 | Not found
2608 | No | Lysosomal | [9 empty] | Lysosomal storage disorders newborn screening panel
2609 | No | Lysosomal | 54089-8 | OBR | 62300-9 | OBR | 4 |  |  | 62300-9 | Lysosomal storage disorders newborn screening panel | Lysosomal storage disorders newborn screening panel | Order Only | 0..1 | C |  | Condition: MUST be included in the message, if state tests for condition. |  | 62300-9^Lysosomal storage disorders newborn screening panel^LN | Not found
2610 | No | Lysosomal |  | OBX | [7 empty] | Lysosomal storage disorders newborn screen interpretation
2611 | No | Lysosomal | 62300-9 | OBX | 62301-7 | OBX | 3 | 62301-7 |  |  | Lysosomal storage disorders newborn screen interpretation | Observation Identifier | Coded | 0..* | C |  | Condition: If state tests for any of these conditions, either this is required or the individual LSD panels are required, and preceding OBR-4 is 62300- 9^Lysosomal storage disorders newborn screening panel^LN. Both are permitted. Preferred Answer List (LL840-0) at: http://r.details.loinc.org/AnswerList/LL840-0.html |  | 62301-7^Lysosomal storage disorders newborn screen interpretation^LN | Not found
2612 | No | Lysosomal | 62300-9 | OBX | 62301-7 | OBX | 5 | 62301-7 |  |  | Lysosomal storage disorders newborn screen interpretation | Observation Value | [7 empty] | Not found
2613 | No | Lysosomal | 62300-9 | OBX | 62301-7 | OBX | 2 | 62301-7 |  |  | Value Type | Value Type | [6 empty] | CWE | Not found
2614 | No | Lysosomal | 62300-9 | OBX | 62301-7 | OBX | 4 | 62301-7 |  |  | Lysosomal storage disorders newborn screen interpretation | Observation Sub-ID | [6 empty] | 0 | Not found
2615 | No | Lysosomal | 62300-9 | OBX | 62301-7 | OBX | 11 | 62301-7 |  |  | Observation Result Status | Observation Result Status | [5 empty] | F | F | Not found
2616 | No | Lysosomal | 62300-9 | OBX | 62301-7 | OBX | 19 | 62301-7 |  |  | Lysosomal storage disorders newborn screen interpretation | Date/Time of the Analysis | [6 empty] | 0 | Not found
2617 | No | Lysosomal | 62300-9 | OBX | 62301-7 | OBX | 29 | 62301-7 |  |  | Observation Type | Observation Type | [6 empty] | 0 | Not found
2618 | No | Lysosomal |  | OBX | [7 empty] | Lysosomal storage disorders newborn screening comment- discussion
2619 | No | Lysosomal | 62300-9 | OBX | 62303-3 | OBX | 3 | 62303-3 |  |  | Lysosomal storage disorders newborn screening comment- discussion | Observation Identifier | Text | 0..* | C |  | Condition: If 62301-7^Lysosomal storage disorders newborn screen interpretation^LN is included and the result necessitates comments. |  | 62303-3^Lysosomal storage disorders newborn screening comment- discussion^LN | Not found
2620 | No | Lysosomal | 62300-9 | OBX | 62303-3 | OBX | 5 | 62303-3 | 0 |  | Lysosomal storage disorders newborn screening comment- discussion | Observation Value | [6 empty] | 0 | Not found
2621 | No | Lysosomal | 62300-9 | OBX | 62303-3 | OBX | 2 | 62303-3 |  |  | Value Type | Value Type | [6 empty] | TX | Not found
2622 | No | Lysosomal | 62300-9 | OBX | 62303-3 | OBX | 4 | 62303-3 |  |  | Lysosomal storage disorders newborn screening comment- discussion | Observation Sub-ID | [6 empty] | 0 | Not found
2623 | No | Lysosomal | 62300-9 | OBX | 62303-3 | OBX | 11 | 62303-3 |  |  | Observation Result Status | Observation Result Status | [5 empty] | F | F | Not found
2624 | No | Lysosomal | 62300-9 | OBX | 62303-3 | OBX | 19 | 62303-3 |  |  | Lysosomal storage disorders newborn screening comment- discussion | Date/Time of the Analysis | [6 empty] | 0 | Not found
2625 | No | Lysosomal | 62300-9 | OBX | 62303-3 | OBX | 29 | 62303-3 |  |  | Observation Type | Observation Type | [6 empty] | 0 | Not found
2626 | No | Lysosomal |  | OBX | [7 empty] | Lysosomal storage disorders suspected [Identifier] in Dried blood spot
2627 | No | Lysosomal | 62300-9 | OBX | 62302-5 | OBX | 3 | 62302-5 |  |  | Lysosomal storage disorders suspected [Identifier] in Dried blood spot | Observation Identifier | Coded | 0..* | C |  | Condition: If 62300-9^Lysosomal storage disorders newborn screen panel^LN is included. Preferred Answer List at http://s.details.loinc.org/LOINC/62302- 5.html?sections=Simple including hemoglobin type abbreviation, SNOMED CT codes where available, and LOINC answer (LA) codes. |  | 62302-5^Lysosomal storage disorders suspected [Identifier] in Dried blood spot^LN | Not found
2628 | No | Lysosomal | 62300-9 | OBX | 62302-5 | OBX | 5 | 62302-5 |  |  | Lysosomal storage disorders suspected [Identifier] in Dried blood spot | Observation Value | [7 empty] | Not found
2629 | No | Lysosomal | 62300-9 | OBX | 62302-5 | OBX | 2 | 62302-5 |  |  | Value Type | Value Type | [6 empty] | CWE | Not found
2630 | No | Lysosomal | 62300-9 | OBX | 62302-5 | OBX | 4 | 62302-5 |  |  | Lysosomal storage disorders suspected [Identifier] in Dried blood spot | Observation Sub-ID | [6 empty] | 0 | Not found
2631 | No | Lysosomal | 62300-9 | OBX | 62302-5 | OBX | 11 | 62302-5 |  |  | Observation Result Status | Observation Result Status | [5 empty] | F | F | Not found
2632 | No | Lysosomal | 62300-9 | OBX | 62302-5 | OBX | 19 | 62302-5 |  |  | Lysosomal storage disorders suspected [Identifier] in Dried blood spot | Date/Time of the Analysis | [6 empty] | 0 | Not found
2633 | No | Lysosomal | 62300-9 | OBX | 62302-5 | OBX | 29 | 62302-5 |  |  | Observation Type | Observation Type | [6 empty] | 0 | Not found
2634 | No | Fabry | [9 empty] | Fabry disease newborn screening panel
2635 | No | Fabry | 62300-9 | OBR | 62304-1 | OBR | 4 |  |  | 62304-1 | Fabry disease newborn screening panel | Fabry disease newborn screening panel | Order Only | 0..1 | C |  | Condition: If state tests for this condition, either this panel is required or 62300-9^Lysosomal storage disorders newborn screening panel^LN. Both are permitted. |  | 62304-1^Fabry disease newborn screening panel^LN | Not found
2636 | No | Fabry |  | OBX | [7 empty] | Fabry disease newborn screen interpretation
2637 | No | Fabry | 62300-9 | OBX | 62305-8 | OBX | 3 | 62305-8 |  |  | Fabry disease newborn screen interpretation | Observation Identifier | Coded | 0..* | C |  | Condition: If state tests for this condition, either this is required or 62301- 7^Lysosomal storage disorders newborn screen interpretation^LN. Both are permitted. Preferred Answer List (LL840-0) at: http://r.details.loinc.org/AnswerList/LL840-0.html |  | 62305-8^Fabry disease newborn screen interpretation^LN | Not found
2638 | No | Fabry | 62300-9 | OBX | 62305-8 | OBX | 5 | 62305-8 |  |  | Fabry disease newborn screen interpretation | Observation Value | [7 empty] | Not found
2639 | No | Fabry | 62300-9 | OBX | 62305-8 | OBX | 2 | 62305-8 |  |  | Value Type | Value Type | [6 empty] | CWE | Not found
2640 | No | Fabry | 62300-9 | OBX | 62305-8 | OBX | 4 | 62305-8 |  |  | Fabry disease newborn screen interpretation | Observation Sub-ID | [6 empty] | 0 | Not found
2641 | No | Fabry | 62300-9 | OBX | 62305-8 | OBX | 11 | 62305-8 |  |  | Observation Result Status | Observation Result Status | [5 empty] | F | F | Not found
2642 | No | Fabry | 62300-9 | OBX | 62305-8 | OBX | 19 | 62305-8 |  |  | Fabry disease newborn screen interpretation | Date/Time of the Analysis | [6 empty] | 0 | Not found
2643 | No | Fabry | 62300-9 | OBX | 62305-8 | OBX | 29 | 62305-8 |  |  | Observation Type | Observation Type | [6 empty] | 0 | Not found
2644 | No | Fabry |  | OBX | [7 empty] | Fabry disease newborn screening comment- discussion
2645 | No | Fabry | 62300-9 | OBX | 62306-6 | OBX | 3 | 62306-6 |  |  | Fabry disease newborn screening comment- discussion | Observation Identifier | Text | 0..* | C |  | Condition: If 62305-8^Fabry disease newborn screen interpretation^LN is included and the result necessitates comments. |  | 62306-6^Fabry disease newborn screening comment- discussion^LN | Not found
2646 | No | Fabry | 62300-9 | OBX | 62306-6 | OBX | 5 | 62306-6 | 0 |  | Fabry disease newborn screening comment- discussion | Observation Value | [6 empty] | 0 | Not found
2647 | No | Fabry | 62300-9 | OBX | 62306-6 | OBX | 2 | 62306-6 |  |  | Value Type | Value Type | [6 empty] | TX | Not found
2648 | No | Fabry | 62300-9 | OBX | 62306-6 | OBX | 4 | 62306-6 |  |  | Fabry disease newborn screening comment- discussion | Observation Sub-ID | [6 empty] | 0 | Not found
2649 | No | Fabry | 62300-9 | OBX | 62306-6 | OBX | 11 | 62306-6 |  |  | Observation Result Status | Observation Result Status | [5 empty] | F | F | Not found
2650 | No | Fabry | 62300-9 | OBX | 62306-6 | OBX | 19 | 62306-6 |  |  | Fabry disease newborn screening comment- discussion | Date/Time of the Analysis | [6 empty] | 0 | Not found
2651 | No | Fabry | 62300-9 | OBX | 62306-6 | OBX | 29 | 62306-6 |  |  | Observation Type | Observation Type | [6 empty] | 0 | Not found
2652 | No | Fabry |  | OBX | [7 empty] | Alpha galactosidase A [Enzymatic activity/volume] in Dried blood spot
2653 | No | Fabry | 62300-9 | OBX | 55908-8 | OBX | 3 | 55908-8 |  |  | Alpha galactosidase A [Enzymatic activity/volume] in Dried blood spot | Observation Identifier | Numeric | 0..1 | O |  |  |  | 55908-8^Alpha galactosidase A [Enzymatic activity/volume] in Dried blood spot^LN | Not found
2654 | No | Fabry | 62300-9 | OBX | 55908-8 | OBX | 5 | 55908-8 |  |  | Alpha galactosidase A [Enzymatic activity/volume] in Dried blood spot | Observation Value | [6 empty] | 0 | Not found
2655 | No | Fabry | 62300-9 | OBX | 55908-8 | OBX | 6 | 55908-8 |  |  | Alpha galactosidase A [Enzymatic activity/volume] in Dried blood spot | Units | [6 empty] | 0 | Not found
2656 | No | Fabry | 62300-9 | OBX | 55908-8 | OBX | 2 | 55908-8 |  |  | Value Type | Value Type | [6 empty] | NM | Not found
2657 | No | Fabry | 62300-9 | OBX | 55908-8 | OBX | 4 | 55908-8 |  |  | Alpha galactosidase A [Enzymatic activity/volume] in Dried blood spot | Observation Sub-ID | [6 empty] | 0 | Not found
2658 | No | Fabry | 62300-9 | OBX | 55908-8 | OBX | 11 | 55908-8 |  |  | Observation Result Status | Observation Result Status | [5 empty] | F | F | Not found
2659 | No | Fabry | 62300-9 | OBX | 55908-8 | OBX | 19 | 55908-8 |  |  | Alpha galactosidase A [Enzymatic activity/volume] in Dried blood spot | Date/Time of the Analysis | [6 empty] | 0 | Not found
2660 | No | Fabry | 62300-9 | OBX | 55908-8 | OBX | 29 | 55908-8 |  |  | Observation Type | Observation Type | [6 empty] | 0 | Not found
2661 | No | Krabbe | [9 empty] | Krabbe disease newborn screening panel
2662 | No | Krabbe | 62300-9 | OBR | 62307-4 | OBR | 4 |  |  | 62307-4 | Krabbe disease newborn screening panel | Krabbe disease newborn screening panel | Order Only | 0..1 | C |  | Condition: If state tests for this condition, either this panel is required or 62300-9^Lysosomal storage disorders newborn screening panel^LN. Both are permitted. |  | 62307-4^Krabbe disease newborn screening panel^LN | Not found
2663 | No | Krabbe |  | OBX | [7 empty] | Krabbe disease newborn screen interpretation
2664 | No | Krabbe | 62300-9 | OBX | 62308-2 | OBX | 3 | 62308-2 |  |  | Krabbe disease newborn screen interpretation | Observation Identifier | Coded | 0..* | C |  | Condition: If state tests for this condition, either this is required or 62301- 7^Lysosomal storage disorders newborn screen interpretation^LN. Both are permitted. Preferred Answer List (LL840-0) at: http://r.details.loinc.org/AnswerList/LL840-0.html |  | 62308-2^Krabbe disease newborn screen interpretation^LN | Not found
2665 | No | Krabbe | 62300-9 | OBX | 62308-2 | OBX | 5 | 62308-2 |  |  | Krabbe disease newborn screen interpretation | Observation Value | [7 empty] | Not found
2666 | No | Krabbe | 62300-9 | OBX | 62308-2 | OBX | 2 | 62308-2 |  |  | Value Type | Value Type | [6 empty] | CWE | Not found
2667 | No | Krabbe | 62300-9 | OBX | 62308-2 | OBX | 4 | 62308-2 |  |  | Krabbe disease newborn screen interpretation | Observation Sub-ID | [6 empty] | 0 | Not found
2668 | No | Krabbe | 62300-9 | OBX | 62308-2 | OBX | 11 | 62308-2 |  |  | Observation Result Status | Observation Result Status | [5 empty] | F | F | Not found
2669 | No | Krabbe | 62300-9 | OBX | 62308-2 | OBX | 19 | 62308-2 |  |  | Krabbe disease newborn screen interpretation | Date/Time of the Analysis | [6 empty] | 0 | Not found
2670 | No | Krabbe | 62300-9 | OBX | 62308-2 | OBX | 29 | 62308-2 |  |  | Observation Type | Observation Type | [6 empty] | 0 | Not found
2671 | No | Krabbe |  | OBX | [7 empty] | Krabbe disease newborn screening comment- discussion
2672 | No | Krabbe | 62300-9 | OBX | 62309-0 | OBX | 3 | 62309-0 |  |  | Krabbe disease newborn screening comment- discussion | Observation Identifier | Text | 0..* | C |  | Condition: If 62308-2^Krabbe disease newborn screen interpretation^LN is included and the result necessitates comments. |  | 62309-0^Krabbe disease newborn screening comment- discussion^LN | Not found
2673 | No | Krabbe | 62300-9 | OBX | 62309-0 | OBX | 5 | 62309-0 | 0 |  | Krabbe disease newborn screening comment- discussion | Observation Value | [6 empty] | 0 | Not found
2674 | No | Krabbe | 62300-9 | OBX | 62309-0 | OBX | 2 | 62309-0 |  |  | Value Type | Value Type | [6 empty] | TX | Not found
2675 | No | Krabbe | 62300-9 | OBX | 62309-0 | OBX | 4 | 62309-0 |  |  | Krabbe disease newborn screening comment- discussion | Observation Sub-ID | [6 empty] | 0 | Not found
2676 | No | Krabbe | 62300-9 | OBX | 62309-0 | OBX | 11 | 62309-0 |  |  | Observation Result Status | Observation Result Status | [5 empty] | F | F | Not found
2677 | No | Krabbe | 62300-9 | OBX | 62309-0 | OBX | 19 | 62309-0 |  |  | Krabbe disease newborn screening comment- discussion | Date/Time of the Analysis | [6 empty] | 0 | Not found
2678 | No | Krabbe | 62300-9 | OBX | 62309-0 | OBX | 29 | 62309-0 |  |  | Observation Type | Observation Type | [6 empty] | 0 | Not found
2679 | No | Krabbe |  | OBX | [7 empty] | Galactocerebrosidase [Enzymatic activity/volume] in Dried blood spot
2680 | No | Krabbe | 62300-9 | OBX | 62310-8 | OBX | 3 | 62310-8 |  |  | Galactocerebrosidase [Enzymatic activity/volume] in Dried blood spot | Observation Identifier | Numeric | 0..1 | O |  |  |  | 62310-8^Galactocerebrosidase [Enzymatic activity/volume] in Dried blood spot^LN | Not found
2681 | No | Krabbe | 62300-9 | OBX | 62310-8 | OBX | 5 | 62310-8 |  |  | Galactocerebrosidase [Enzymatic activity/volume] in Dried blood spot | Observation Value | [6 empty] | 0 | Not found
2682 | No | Krabbe | 62300-9 | OBX | 62310-8 | OBX | 6 | 62310-8 |  |  | Galactocerebrosidase [Enzymatic activity/volume] in Dried blood spot | Units | [6 empty] | 0 | Not found
2683 | No | Krabbe | 62300-9 | OBX | 62310-8 | OBX | 2 | 62310-8 |  |  | Value Type | Value Type | [6 empty] | NM | Not found
2684 | No | Krabbe | 62300-9 | OBX | 62310-8 | OBX | 4 | 62310-8 |  |  | Galactocerebrosidase [Enzymatic activity/volume] in Dried blood spot | Observation Sub-ID | [6 empty] | 0 | Not found
2685 | No | Krabbe | 62300-9 | OBX | 62310-8 | OBX | 11 | 62310-8 |  |  | Observation Result Status | Observation Result Status | [5 empty] | F | F | Not found
2686 | No | Krabbe | 62300-9 | OBX | 62310-8 | OBX | 19 | 62310-8 |  |  | Galactocerebrosidase [Enzymatic activity/volume] in Dried blood spot | Date/Time of the Analysis | [6 empty] | 0 | Not found
2687 | No | Krabbe | 62300-9 | OBX | 62310-8 | OBX | 29 | 62310-8 |  |  | Observation Type | Observation Type | [6 empty] | 0 | Not found
2688 | No | Gaucher | [9 empty] | Gaucher disease newborn screening panel
2689 | No | Gaucher | 62300-9 | OBR | 62311-6 | OBR | 4 |  |  | 62311-6 | Gaucher disease newborn screening panel | Gaucher disease newborn screening panel | Order Only | 0..1 | C |  | Condition: If state tests for this condition, either this panel is required or 62300-9^Lysosomal storage disorders newborn screening panel^LN. Both are permitted. |  | 62311-6^Gaucher disease newborn screening panel^LN | Not found
2690 | No | Gaucher |  | OBX | [7 empty] | Gaucher disease newborn screen interpretation
2691 | No | Gaucher | 62300-9 | OBX | 62312-4 | OBX | 3 | 62312-4 |  |  | Gaucher disease newborn screen interpretation | Observation Identifier | Coded | 0..* | C |  | Condition: If state tests for this condition, either this is required or 62301- 7^Lysosomal storage disorders newborn screen interpretation^LN. Both are permitted. Preferred Answer List (LL840-0) at: http://r.details.loinc.org/AnswerList/LL840-0.html |  | 62312-4^Gaucher disease newborn screen interpretation^LN | Not found
2692 | No | Gaucher | 62300-9 | OBX | 62312-4 | OBX | 5 | 62312-4 |  |  | Gaucher disease newborn screen interpretation | Observation Value | [7 empty] | Not found
2693 | No | Gaucher | 62300-9 | OBX | 62312-4 | OBX | 2 | 62312-4 |  |  | Value Type | Value Type | [6 empty] | CWE | Not found
2694 | No | Gaucher | 62300-9 | OBX | 62312-4 | OBX | 4 | 62312-4 |  |  | Gaucher disease newborn screen interpretation | Observation Sub-ID | [6 empty] | 0 | Not found
2695 | No | Gaucher | 62300-9 | OBX | 62312-4 | OBX | 11 | 62312-4 |  |  | Observation Result Status | Observation Result Status | [5 empty] | F | F | Not found
2696 | No | Gaucher | 62300-9 | OBX | 62312-4 | OBX | 19 | 62312-4 |  |  | Gaucher disease newborn screen interpretation | Date/Time of the Analysis | [6 empty] | 0 | Not found
2697 | No | Gaucher | 62300-9 | OBX | 62312-4 | OBX | 29 | 62312-4 |  |  | Observation Type | Observation Type | [6 empty] | 0 | Not found
2698 | No | Gaucher |  | OBX | [7 empty] | Gaucher disease newborn screening comment- discussion
2699 | No | Gaucher | 62300-9 | OBX | 62313-2 | OBX | 3 | 62313-2 |  |  | Gaucher disease newborn screening comment- discussion | Observation Identifier | Text | 0..* | C |  | Condition: If 62312-4^Gaucher disease newborn screen interpretation^LN is included and the result necessitates comments. |  | 62313-2^Gaucher disease newborn screening comment- discussion^LN | Not found
2700 | No | Gaucher | 62300-9 | OBX | 62313-2 | OBX | 5 | 62313-2 | 0 |  | Gaucher disease newborn screening comment- discussion | Observation Value | [6 empty] | 0 | Not found
2701 | No | Gaucher | 62300-9 | OBX | 62313-2 | OBX | 2 | 62313-2 |  |  | Value Type | Value Type | [6 empty] | TX | Not found
2702 | No | Gaucher | 62300-9 | OBX | 62313-2 | OBX | 4 | 62313-2 |  |  | Gaucher disease newborn screening comment- discussion | Observation Sub-ID | [6 empty] | 0 | Not found
2703 | No | Gaucher | 62300-9 | OBX | 62313-2 | OBX | 11 | 62313-2 |  |  | Observation Result Status | Observation Result Status | [5 empty] | F | F | Not found
2704 | No | Gaucher | 62300-9 | OBX | 62313-2 | OBX | 19 | 62313-2 |  |  | Gaucher disease newborn screening comment- discussion | Date/Time of the Analysis | [6 empty] | 0 | Not found
2705 | No | Gaucher | 62300-9 | OBX | 62313-2 | OBX | 29 | 62313-2 |  |  | Observation Type | Observation Type | [6 empty] | 0 | Not found
2706 | No | Gaucher |  | OBX | [7 empty] | Acid beta glucosidase [Enzymatic activity/volume] in Dried blood spot
2707 | No | Gaucher | 62300-9 | OBX | 55917-9 | OBX | 3 | 55917-9 |  |  | Acid beta glucosidase [Enzymatic activity/volume] in Dried blood spot | Observation Identifier | Numeric | 0..1 | O |  |  |  | 55917-9^Acid beta glucosidase [Enzymatic activity/volume] in Dried blood spot^LN | Not found
2708 | No | Gaucher | 62300-9 | OBX | 55917-9 | OBX | 5 | 55917-9 |  |  | Acid beta glucosidase [Enzymatic activity/volume] in Dried blood spot | Observation Value | [6 empty] | 0 | Not found
2709 | No | Gaucher | 62300-9 | OBX | 55917-9 | OBX | 6 | 55917-9 |  |  | Acid beta glucosidase [Enzymatic activity/volume] in Dried blood spot | Units | [6 empty] | 0 | Not found
2710 | No | Gaucher | 62300-9 | OBX | 55917-9 | OBX | 2 | 55917-9 |  |  | Value Type | Value Type | [6 empty] | NM | Not found
2711 | No | Gaucher | 62300-9 | OBX | 55917-9 | OBX | 4 | 55917-9 |  |  | Acid beta glucosidase [Enzymatic activity/volume] in Dried blood spot | Observation Sub-ID | [6 empty] | 0 | Not found
2712 | No | Gaucher | 62300-9 | OBX | 55917-9 | OBX | 11 | 55917-9 |  |  | Observation Result Status | Observation Result Status | [5 empty] | F | F | Not found
2713 | No | Gaucher | 62300-9 | OBX | 55917-9 | OBX | 19 | 55917-9 |  |  | Acid beta glucosidase [Enzymatic activity/volume] in Dried blood spot | Date/Time of the Analysis | [6 empty] | 0 | Not found
2714 | No | Gaucher | 62300-9 | OBX | 55917-9 | OBX | 29 | 55917-9 |  |  | Observation Type | Observation Type | [6 empty] | 0 | Not found
2715 | No | Mucopolysaccharidosis type I | [9 empty] | Mucopolysaccharidosis type I newborn screening panel
2716 | No | Mucopolysaccharidosis type I | 62300-9 | OBR | 79563-3 | OBR | 4 |  |  | 79563-3 | Mucopolysaccharidosis type I newborn screening panel | Mucopolysaccharidosis type I newborn screening panel | Order Only | 0..1 | C |  | Condition: If state tests for this condition, either this panel is required or 62300-9^Lysosomal storage disorders newborn screening panel^LN. Both are permitted. |  | 79563-3^Mucopolysaccharidosis type I newborn screening panel^LN | Not found
2717 | No | Mucopolysaccharidosis type I |  | OBX | [7 empty] | Mucopolysaccharidosis type I newborn screen interpretation
2718 | No | Mucopolysaccharidosis type I | 62300-9 | OBX | 79564-1 | OBX | 3 | 79564-1 |  |  | Mucopolysaccharidosis type I newborn screen interpretation | Observation Identifier | Coded | 0..* | C |  | Condition: If state tests for this condition, either this is required or 62301- 7^Lysosomal storage disorders newborn screen interpretation^LN. Both are permitted. Preferred Answer List (LL840-0) at: http://r.details.loinc.org/AnswerList/LL840-0.html |  | 79564-1^Mucopolysaccharidosis type I newborn screen interpretation^LN | Not found
2719 | No | Mucopolysaccharidosis type I | 62300-9 | OBX | 79564-1 | OBX | 5 | 79564-1 |  |  | Mucopolysaccharidosis type I newborn screen interpretation | Observation Value | [7 empty] | Not found
2720 | No | Mucopolysaccharidosis type I | 62300-9 | OBX | 79564-1 | OBX | 2 | 79564-1 |  |  | Value Type | Value Type | [6 empty] | CWE | Not found
2721 | No | Mucopolysaccharidosis type I | 62300-9 | OBX | 79564-1 | OBX | 4 | 79564-1 |  |  | Mucopolysaccharidosis type I newborn screen interpretation | Observation Sub-ID | [6 empty] | 0 | Not found
2722 | No | Mucopolysaccharidosis type I | 62300-9 | OBX | 79564-1 | OBX | 11 | 79564-1 |  |  | Observation Result Status | Observation Result Status | [5 empty] | F | F | Not found
2723 | No | Mucopolysaccharidosis type I | 62300-9 | OBX | 79564-1 | OBX | 19 | 79564-1 |  |  | Mucopolysaccharidosis type I newborn screen interpretation | Date/Time of the Analysis | [6 empty] | 0 | Not found
2724 | No | Mucopolysaccharidosis type I | 62300-9 | OBX | 79564-1 | OBX | 29 | 79564-1 |  |  | Observation Type | Observation Type | [6 empty] | 0 | Not found
2725 | No | Mucopolysaccharidosis type I |  | OBX | [7 empty] | Mucopolysaccharidosis type I newborn screening comment-discussion
2726 | No | Mucopolysaccharidosis type I | 62300-9 | OBX | 79565-8 | OBX | 3 | 79565-8 |  |  | Mucopolysaccharidosis type I newborn screening comment-discussion | Observation Identifier | Text | 0..* | C |  | Condition: If 79564-1^Mucopolysaccharidosis type I newborn screen interpretation^LN is included and the result necessitates comments. |  | 79565-8^Mucopolysaccharidosis type I newborn screening comment-discussion^LN | Not found
2727 | No | Mucopolysaccharidosis type I | 62300-9 | OBX | 79565-8 | OBX | 5 | 79565-8 | 0 |  | Mucopolysaccharidosis type I newborn screening comment-discussion | Observation Value | [6 empty] | 0 | Not found
2728 | No | Mucopolysaccharidosis type I | 62300-9 | OBX | 79565-8 | OBX | 2 | 79565-8 |  |  | Value Type | Value Type | [6 empty] | TX | Not found
2729 | No | Mucopolysaccharidosis type I | 62300-9 | OBX | 79565-8 | OBX | 4 | 79565-8 |  |  | Mucopolysaccharidosis type I newborn screening comment-discussion | Observation Sub-ID | [6 empty] | 0 | Not found
2730 | No | Mucopolysaccharidosis type I | 62300-9 | OBX | 79565-8 | OBX | 11 | 79565-8 |  |  | Observation Result Status | Observation Result Status | [5 empty] | F | F | Not found
2731 | No | Mucopolysaccharidosis type I | 62300-9 | OBX | 79565-8 | OBX | 19 | 79565-8 |  |  | Mucopolysaccharidosis type I newborn screening comment-discussion | Date/Time of the Analysis | [6 empty] | 0 | Not found
2732 | No | Mucopolysaccharidosis type I | 62300-9 | OBX | 79565-8 | OBX | 29 | 79565-8 |  |  | Observation Type | Observation Type | [6 empty] | 0 | Not found
2733 | No | Mucopolysaccharidosis type I |  | OBX | [7 empty] | Alpha-L-iduronidase [Enzymatic activity/volume] in Dried blood spot
2734 | No | Mucopolysaccharidosis type I | 62300-9 | OBX | 55909-6 | OBX | 3 | 55909-6 |  |  | Alpha-L-iduronidase [Enzymatic activity/volume] in Dried blood spot | Observation Identifier | Numeric | 0..1 | O |  |  |  | 55909-6^Alpha-L-iduronidase [Enzymatic activity/volume] in Dried blood spot^LN | Not found
2735 | No | Mucopolysaccharidosis type I | 62300-9 | OBX | 55909-6 | OBX | 5 | 55909-6 |  |  | Alpha-L-iduronidase [Enzymatic activity/volume] in Dried blood spot | Observation Value | [6 empty] | 0 | Not found
2736 | No | Mucopolysaccharidosis type I | 62300-9 | OBX | 55909-6 | OBX | 6 | 55909-6 |  |  | Alpha-L-iduronidase [Enzymatic activity/volume] in Dried blood spot | Units | [6 empty] | 0 | Not found
2737 | No | Mucopolysaccharidosis type I | 62300-9 | OBX | 55909-6 | OBX | 2 | 55909-6 |  |  | Value Type | Value Type | [6 empty] | NM | Not found
2738 | No | Mucopolysaccharidosis type I | 62300-9 | OBX | 55909-6 | OBX | 4 | 55909-6 |  |  | Alpha-L-iduronidase [Enzymatic activity/volume] in Dried blood spot | Observation Sub-ID | [6 empty] | 0 | Not found
2739 | No | Mucopolysaccharidosis type I | 62300-9 | OBX | 55909-6 | OBX | 11 | 55909-6 |  |  | Observation Result Status | Observation Result Status | [5 empty] | F | F | Not found
2740 | No | Mucopolysaccharidosis type I | 62300-9 | OBX | 55909-6 | OBX | 19 | 55909-6 |  |  | Alpha-L-iduronidase [Enzymatic activity/volume] in Dried blood spot | Date/Time of the Analysis | [6 empty] | 0 | Not found
2741 | No | Mucopolysaccharidosis type I | 62300-9 | OBX | 55909-6 | OBX | 29 | 55909-6 |  |  | Observation Type | Observation Type | [6 empty] | 0 | Not found
2742 | No | Niemann Pick | [9 empty] | Niemann Pick disease A/B newborn screening panel
2743 | No | Niemann Pick | 62300-9 | OBR | 62315-7 | OBR | 4 |  |  | 62315-7 | Niemann Pick disease A/B newborn screening panel | Niemann Pick disease A/B newborn screening panel | Order Only | 0..1 | C |  | Condition: If state tests for this condition, either this panel is required or 62300-9^Lysosomal storage disorders newborn screening panel^LN. Both are permitted. |  | 62315-7^Niemann Pick disease A/B newborn screening panel^LN | Not found
2744 | No | Niemann Pick |  | OBX | [7 empty] | Niemann Pick disease A/B newborn screen interpretation
2745 | No | Niemann Pick | 62300-9 | OBX | 62318-1 | OBX | 3 | 62318-1 |  |  | Niemann Pick disease A/B newborn screen interpretation | Observation Identifier | Coded | 0..* | C |  | Condition: If state tests for this condition, either this is required or 62301- 7^Lysosomal storage disorders newborn screen interpretation^LN. Both are permitted. Preferred Answer List (LL840-0) at: http://r.details.loinc.org/AnswerList/LL840-0.html |  | 62318-1^Niemann Pick disease A/B newborn screen interpretation^LN | Not found
2746 | No | Niemann Pick | 62300-9 | OBX | 62318-1 | OBX | 5 | 62318-1 |  |  | Niemann Pick disease A/B newborn screen interpretation | Observation Value | [7 empty] | Not found
2747 | No | Niemann Pick | 62300-9 | OBX | 62318-1 | OBX | 2 | 62318-1 |  |  | Value Type | Value Type | [6 empty] | CWE | Not found
2748 | No | Niemann Pick | 62300-9 | OBX | 62318-1 | OBX | 4 | 62318-1 |  |  | Niemann Pick disease A/B newborn screen interpretation | Observation Sub-ID | [6 empty] | 0 | Not found
2749 | No | Niemann Pick | 62300-9 | OBX | 62318-1 | OBX | 11 | 62318-1 |  |  | Observation Result Status | Observation Result Status | [5 empty] | F | F | Not found
2750 | No | Niemann Pick | 62300-9 | OBX | 62318-1 | OBX | 19 | 62318-1 |  |  | Niemann Pick disease A/B newborn screen interpretation | Date/Time of the Analysis | [6 empty] | 0 | Not found
2751 | No | Niemann Pick | 62300-9 | OBX | 62318-1 | OBX | 29 | 62318-1 |  |  | Observation Type | Observation Type | [6 empty] | 0 | Not found
2752 | No | Niemann Pick |  | OBX | [7 empty] | Niemann Pick disease A/B newborn screening comment-discussion
2753 | No | Niemann Pick | 62300-9 | OBX | 62319-9 | OBX | 3 | 62319-9 |  |  | Niemann Pick disease A/B newborn screening comment-discussion | Observation Identifier | Text | 0..* | C |  | Condition: If 62318-1^Niemann Pick disease A/B newborn screen interpretation^LN is included and the result necessitates comments. |  | 62319-9^Niemann Pick disease A/B newborn screening comment-discussion^LN | Not found
2754 | No | Niemann Pick | 62300-9 | OBX | 62319-9 | OBX | 5 | 62319-9 | 0 |  | Niemann Pick disease A/B newborn screening comment-discussion | Observation Value | [6 empty] | 0 | Not found
2755 | No | Niemann Pick | 62300-9 | OBX | 62319-9 | OBX | 2 | 62319-9 |  |  | Value Type | Value Type | [6 empty] | TX | Not found
2756 | No | Niemann Pick | 62300-9 | OBX | 62319-9 | OBX | 4 | 62319-9 |  |  | Niemann Pick disease A/B newborn screening comment-discussion | Observation Sub-ID | [6 empty] | 0 | Not found
2757 | No | Niemann Pick | 62300-9 | OBX | 62319-9 | OBX | 11 | 62319-9 |  |  | Observation Result Status | Observation Result Status | [5 empty] | F | F | Not found
2758 | No | Niemann Pick | 62300-9 | OBX | 62319-9 | OBX | 19 | 62319-9 |  |  | Niemann Pick disease A/B newborn screening comment-discussion | Date/Time of the Analysis | [6 empty] | 0 | Not found
2759 | No | Niemann Pick | 62300-9 | OBX | 62319-9 | OBX | 29 | 62319-9 |  |  | Observation Type | Observation Type | [6 empty] | 0 | Not found
2760 | No | Niemann Pick |  | OBX | [7 empty] | Acid sphingomyelinase [Enzymatic activity/volume] in Dried blood spot
2761 | No | Niemann Pick | 62300-9 | OBX | 62316-5 | OBX | 3 | 62316-5 |  |  | Acid sphingomyelinase [Enzymatic activity/volume] in Dried blood spot | Observation Identifier | Numeric | 0..1 | O |  |  |  | 62316-5^Acid sphingomyelinase [Enzymatic activity/volume] in Dried blood spot^LN | Not found
2762 | No | Niemann Pick | 62300-9 | OBX | 62316-5 | OBX | 5 | 62316-5 |  |  | Acid sphingomyelinase [Enzymatic activity/volume] in Dried blood spot | Observation Value | [6 empty] | 0 | Not found
2763 | No | Niemann Pick | 62300-9 | OBX | 62316-5 | OBX | 6 | 62316-5 |  |  | Acid sphingomyelinase [Enzymatic activity/volume] in Dried blood spot | Units | [6 empty] | 0 | Not found
2764 | No | Niemann Pick | 62300-9 | OBX | 62316-5 | OBX | 2 | 62316-5 |  |  | Value Type | Value Type | [6 empty] | NM | Not found
2765 | No | Niemann Pick | 62300-9 | OBX | 62316-5 | OBX | 4 | 62316-5 |  |  | Acid sphingomyelinase [Enzymatic activity/volume] in Dried blood spot | Observation Sub-ID | [6 empty] | 0 | Not found
2766 | No | Niemann Pick | 62300-9 | OBX | 62316-5 | OBX | 11 | 62316-5 |  |  | Observation Result Status | Observation Result Status | [5 empty] | F | F | Not found
2767 | No | Niemann Pick | 62300-9 | OBX | 62316-5 | OBX | 19 | 62316-5 |  |  | Acid sphingomyelinase [Enzymatic activity/volume] in Dried blood spot | Date/Time of the Analysis | [6 empty] | 0 | Not found
2768 | No | Niemann Pick | 62300-9 | OBX | 62316-5 | OBX | 29 | 62316-5 |  |  | Observation Type | Observation Type | [6 empty] | 0 | Not found
2769 | No | Pompe | [9 empty] | Pompe disease newborn screening panel
2770 | No | Pompe | 62300-9 | OBR | 63414-7 | OBR | 4 |  |  | 63414-7 | Pompe disease newborn screening panel | Pompe disease newborn screening panel | Order Only | 0..1 | C |  | Condition: If state tests for this condition, either this panel is required or 62300-9^Lysosomal storage disorders newborn screening panel^LN. Both are permitted. |  | 63414-7^Pompe disease newborn screening panel^LN | Not found
2771 | No | Pompe |  | OBX | [7 empty] | Pompe disease newborn screen interpretation
2772 | No | Pompe | 62300-9 | OBX | 63415-4 | OBX | 3 | 63415-4 |  |  | Pompe disease newborn screen interpretation | Observation Identifier | Coded | 0..* | C |  | Condition: If state tests for this condition, either this is required or 62301- 7^Lysosomal storage disorders newborn screen interpretation^LN. Both are permitted. Preferred Answer List (LL840-0) at: http://r.details.loinc.org/AnswerList/LL840-0.html |  | 63415-4^Pompe disease newborn screen interpretation^LN | Not found
2773 | No | Pompe | 62300-9 | OBX | 63415-4 | OBX | 5 | 63415-4 |  |  | Pompe disease newborn screen interpretation | Observation Value | [7 empty] | Not found
2774 | No | Pompe | 62300-9 | OBX | 63415-4 | OBX | 2 | 63415-4 |  |  | Value Type | Value Type | [6 empty] | CWE | Not found
2775 | No | Pompe | 62300-9 | OBX | 63415-4 | OBX | 4 | 63415-4 |  |  | Pompe disease newborn screen interpretation | Observation Sub-ID | [6 empty] | 0 | Not found
2776 | No | Pompe | 62300-9 | OBX | 63415-4 | OBX | 11 | 63415-4 |  |  | Observation Result Status | Observation Result Status | [5 empty] | F | F | Not found
2777 | No | Pompe | 62300-9 | OBX | 63415-4 | OBX | 19 | 63415-4 |  |  | Pompe disease newborn screen interpretation | Date/Time of the Analysis | [6 empty] | 0 | Not found
2778 | No | Pompe | 62300-9 | OBX | 63415-4 | OBX | 29 | 63415-4 |  |  | Observation Type | Observation Type | [6 empty] | 0 | Not found
2779 | No | Pompe |  | OBX | [7 empty] | Pompe disease newborn screening comment- discussion
2780 | No | Pompe | 62300-9 | OBX | 63416-2 | OBX | 3 | 63416-2 |  |  | Pompe disease newborn screening comment- discussion | Observation Identifier | Text | 0..* | C |  | Condition: If 63415-4^Pompe disease newborn screen interpretation^LN is included and the result necessitates comments. |  | 63416-2^Pompe disease newborn screening comment- discussion^LN | Not found
2781 | No | Pompe | 62300-9 | OBX | 63416-2 | OBX | 5 | 63416-2 | 0 |  | Pompe disease newborn screening comment- discussion | Observation Value | [6 empty] | 0 | Not found
2782 | No | Pompe | 62300-9 | OBX | 63416-2 | OBX | 2 | 63416-2 |  |  | Value Type | Value Type | [6 empty] | TX | Not found
2783 | No | Pompe | 62300-9 | OBX | 63416-2 | OBX | 4 | 63416-2 |  |  | Pompe disease newborn screening comment- discussion | Observation Sub-ID | [6 empty] | 0 | Not found
2784 | No | Pompe | 62300-9 | OBX | 63416-2 | OBX | 11 | 63416-2 |  |  | Observation Result Status | Observation Result Status | [5 empty] | F | F | Not found
2785 | No | Pompe | 62300-9 | OBX | 63416-2 | OBX | 19 | 63416-2 |  |  | Pompe disease newborn screening comment- discussion | Date/Time of the Analysis | [6 empty] | 0 | Not found
2786 | No | Pompe | 62300-9 | OBX | 63416-2 | OBX | 29 | 63416-2 |  |  | Observation Type | Observation Type | [6 empty] | 0 | Not found
2787 | No | Pompe |  | OBX | [7 empty] | Malonylcarnitine (C3-DC) [Moles/volume] in Dried blood spot
2788 | No | Pompe | 62300-9 | OBX | 55827-0 | OBX | 3 | 55827-0 |  |  | Malonylcarnitine (C3-DC) [Moles/volume] in Dried blood spot | Observation Identifier | Numeric | 0..* | O |  |  |  | 55827-0^Malonylcarnitine (C3-DC) [Moles/volume] in Dried blood spot^LN | Not found
2789 | No | Pompe | 62300-9 | OBX | 55827-0 | OBX | 5 | 55827-0 |  |  | Malonylcarnitine (C3-DC) [Moles/volume] in Dried blood spot | Observation Value | [6 empty] | 0 | Not found
2790 | No | Pompe | 62300-9 | OBX | 55827-0 | OBX | 6 | 55827-0 |  |  | Malonylcarnitine (C3-DC) [Moles/volume] in Dried blood spot | Units | [6 empty] | 0 | Not found
2791 | No | Pompe | 62300-9 | OBX | 55827-0 | OBX | 2 | 55827-0 |  |  | Value Type | Value Type | [6 empty] | NM | Not found
2792 | No | Pompe | 62300-9 | OBX | 55827-0 | OBX | 4 | 55827-0 |  |  | Malonylcarnitine (C3-DC) [Moles/volume] in Dried blood spot | Observation Sub-ID | [6 empty] | 0 | Not found
2793 | No | Pompe | 62300-9 | OBX | 55827-0 | OBX | 11 | 55827-0 |  |  | Observation Result Status | Observation Result Status | [5 empty] | F | F | Not found
2794 | No | Pompe | 62300-9 | OBX | 55827-0 | OBX | 19 | 55827-0 |  |  | Malonylcarnitine (C3-DC) [Moles/volume] in Dried blood spot | Date/Time of the Analysis | [6 empty] | 0 | Not found
2795 | No | Pompe | 62300-9 | OBX | 55827-0 | OBX | 29 | 55827-0 |  |  | Observation Type | Observation Type | [6 empty] | 0 | Not found
2796 |  | SCID | [9 empty] | Severe combined immunodeficiency (SCID) newborn screening panel
2797 |  | SCID | 54089-8 | OBR | 62333-0 | OBR | 4 |  |  | 62333-0 | Severe combined immunodeficiency (SCID) newborn screening panel | Severe combined immunodeficiency (SCID) newborn screening panel | Order Only | 0..1 | C |  | Condition: MUST be included in the message, if state tests for condition. |  | 62333-0^Severe combined immunodeficiency (SCID) newborn screening panel^LN | 62333-0^Severe combined newborn screening immunodeficiency (SCID) panel in Dried blood spot^LN
2798 |  | SCID |  | OBX | [7 empty] | Severe combined immunodeficiency newborn screen interpretation
2799 |  | SCID | 62333-0 | OBX | 62321-5 | OBX | 3 | 62321-5 |  |  | Severe combined immunodeficiency newborn screen interpretation | Observation Identifier | Coded | 0..* | C |  | Condition: Required if state tests for condition; preceding OBR-4 should be 62333-0^Severe combined immunodeficiency (SCID) newborn screening panel^LN. Preferred Answer List (LL840-0) at: http://r.details.loinc.org/AnswerList/LL840-0.html |  | 62321-5^Severe combined immunodeficiency newborn screen interpretation^LN | 62321-5^Severe combined immunodeficiency newborn screen interpretation^LN | Match
2800 |  | SCID | 62333-0 | OBX | 62321-5 | OBX | 5 | 62321-5 | LA18592-8 |  | Severe combined immunodeficiency newborn screen interpretation | Observation Value | [5 empty] | In range | LA18592-8^In range^LN | LA18592-8^In range^LN | Match
2801 |  | SCID | 62333-0 | OBX | 62321-5 | OBX | 2 | 62321-5 |  |  | Value Type | Value Type | [6 empty] | CWE | CWE | Match
2802 |  | SCID | 62333-0 | OBX | 62321-5 | OBX | 4 | 62321-5 |  |  | Severe combined immunodeficiency newborn screen interpretation | Observation Sub-ID | [6 empty] | 0 | 0 | Match
2803 |  | SCID | 62333-0 | OBX | 62321-5 | OBX | 11 | 62321-5 |  |  | Observation Result Status | Observation Result Status | [5 empty] | F | F | F | Match
2804 |  | SCID | 62333-0 | OBX | 62321-5 | OBX | 19 | 62321-5 |  |  | Severe combined immunodeficiency newborn screen interpretation | Date/Time of the Analysis | [5 empty] | 201702281252-0500 | 201702281252-0500 | 201702291252-0500
2805 |  | SCID | 62333-0 | OBX | 62321-5 | OBX | 29 | 62321-5 |  |  | Observation Type | Observation Type | [5 empty] | RSLT | RSLT | RSLT | Match
2806 |  | SCID |  | OBX | [7 empty] | Severe combined immunodeficiency newborn screening comment- discussion
2807 |  | SCID | 62333-0 | OBX | 62322-3 | OBX | 3 | 62322-3 |  |  | Severe combined immunodeficiency newborn screening comment- discussion | Observation Identifier | Text | 0..* | C |  | Condition: If 62321-5^Severe combined immunodeficiency newborn screen interpretation^LN is included and the result necessitates comments. |  | 62322-3^Severe combined immunodeficiency newborn screening comment- discussion^LN | 62322-3^Severe combined immunodeficiency newborn screening comment-discussion^LN
2808 |  | SCID | 62333-0 | OBX | 62322-3 | OBX | 5 | 62322-3 | 0 |  | Severe combined immunodeficiency newborn screening comment- discussion | Observation Value | [6 empty] | 0 | Not found
2809 |  | SCID | 62333-0 | OBX | 62322-3 | OBX | 2 | 62322-3 |  |  | Value Type | Value Type | [6 empty] | TX | TX | Match
2810 |  | SCID | 62333-0 | OBX | 62322-3 | OBX | 4 | 62322-3 |  |  | Severe combined immunodeficiency newborn screening comment- discussion | Observation Sub-ID | [6 empty] | 0 | 0 | Match
2811 |  | SCID | 62333-0 | OBX | 62322-3 | OBX | 11 | 62322-3 |  |  | Observation Result Status | Observation Result Status | [5 empty] | F | F | F | Match
2812 |  | SCID | 62333-0 | OBX | 62322-3 | OBX | 19 | 62322-3 |  |  | Severe combined immunodeficiency newborn screening comment- discussion | Date/Time of the Analysis | [5 empty] | 201702281252-0500 | 201702281252-0500 | 201702291252-0500
2813 |  | SCID | 62333-0 | OBX | 62322-3 | OBX | 29 | 62322-3 |  |  | Observation Type | Observation Type | [5 empty] | RSLT | RSLT | RSLT | Match
2814 |  | SCID |  | OBX | [7 empty] | T-cell receptor excision circle [#/volume] in Dried blood spot by Probe and target amplification method
2815 |  | SCID | 62333-0 | OBX | 62320-7 | OBX | 3 | 62320-7 |  |  | T-cell receptor excision circle [#/volume] in Dried blood spot by Probe and target amplification method | Observation Identifier | Numeric | 0..1 | O |  |  |  | 62320-7^T-cell receptor excision circle [#/volume] in Dried blood spot by Probe and target amplification method^LN | 62320-7^T-cell receptor excision circle [#/volume] in Dried blood spot by Probe and target amplification method^LN | Match
2816 |  | SCID | 62333-0 | OBX | 62320-7 | OBX | 5 | 62320-7 |  |  | T-cell receptor excision circle [#/volume] in Dried blood spot by Probe and target amplification method | Observation Value | [5 empty] | 33.66 | 33.66 | 33.66 | Match
2817 |  | SCID | 62333-0 | OBX | 62320-7 | OBX | 6 | 62320-7 |  |  | T-cell receptor excision circle [#/volume] in Dried blood spot by Probe and target amplification method | Units | [5 empty] | {Ct}^crossing threshold^UCUM | {Ct}^crossing threshold^UCUM | {Ct}^crossing threshold^UCUM | Match
2818 |  | SCID | 62333-0 | OBX | 62320-7 | OBX | 2 | 62320-7 |  |  | Value Type | Value Type | [6 empty] | NM | NM | Match
2819 |  | SCID | 62333-0 | OBX | 62320-7 | OBX | 4 | 62320-7 |  |  | T-cell receptor excision circle [#/volume] in Dried blood spot by Probe and target amplification method | Observation Sub-ID | [6 empty] | 0 | 0 | Match
2820 |  | SCID | 62333-0 | OBX | 62320-7 | OBX | 11 | 62320-7 |  |  | Observation Result Status | Observation Result Status | [5 empty] | F | F | F | Match
2821 |  | SCID | 62333-0 | OBX | 62320-7 | OBX | 19 | 62320-7 |  |  | T-cell receptor excision circle [#/volume] in Dried blood spot by Probe and target amplification method | Date/Time of the Analysis | [5 empty] | 201702281252-0500 | 201702281252-0500 | 201702291252-0500
2822 |  | SCID | 62333-0 | OBX | 62320-7 | OBX | 29 | 62320-7 |  |  | Observation Type | Observation Type | [5 empty] | RSLT | RSLT | RSLT | Match
2823 | No | X-ALD | [9 empty] | X-linked Adrenoleukodystrophy (X- ALD) newborn screening panel
2824 | No | X-ALD | 54089-8 | OBR | 85267-3 | OBR | 4 |  |  | 85267-3 | X-linked Adrenoleukodystrophy (X- ALD) newborn screening panel | X-linked Adrenoleukodystrophy (X- ALD) newborn screening panel | Order Only | 0..1 | C |  | Condition: MUST be included in the message, if state tests for condition. |  | 85267-3^X-linked Adrenoleukodystrophy (X- ALD) newborn screening panel^LN | Not found
2825 | No | X-ALD |  | OBX | [7 empty] | X-linked Adrenoleukodystrophy (X- ALD) newborn screen interpretation
2826 | No | X-ALD | 85267-3 | OBX | 85269-9 | OBX | 3 | 85269-9 |  |  | X-linked Adrenoleukodystrophy (X- ALD) newborn screen interpretation | Observation Identifier | Coded | 0..* | C |  | Condition: Required if state tests for condition; preceding OBR-4 should be 85267-3^X-linked Adrenoleukodystrophy (X-ALD) newborn screening panel^LN. Preferred Answer List (LL840-0) at: http://r.details.loinc.org/AnswerList/LL840-0.html |  | 85269-9^X-linked Adrenoleukodystrophy (X- ALD) newborn screen interpretation^LN | Not found
2827 | No | X-ALD | 85267-3 | OBX | 85269-9 | OBX | 5 | 85269-9 |  |  | X-linked Adrenoleukodystrophy (X- ALD) newborn screen interpretation | Observation Value | [7 empty] | Not found
2828 | No | X-ALD | 85267-3 | OBX | 85269-9 | OBX | 2 | 85269-9 |  |  | Value Type | Value Type | [6 empty] | CWE | Not found
2829 | No | X-ALD | 85267-3 | OBX | 85269-9 | OBX | 4 | 85269-9 |  |  | X-linked Adrenoleukodystrophy (X- ALD) newborn screen interpretation | Observation Sub-ID | [6 empty] | 0 | Not found
2830 | No | X-ALD | 85267-3 | OBX | 85269-9 | OBX | 11 | 85269-9 |  |  | Observation Result Status | Observation Result Status | [5 empty] | F | F | Not found
2831 | No | X-ALD | 85267-3 | OBX | 85269-9 | OBX | 19 | 85269-9 |  |  | X-linked Adrenoleukodystrophy (X- ALD) newborn screen interpretation | Date/Time of the Analysis | [6 empty] | 0 | Not found
2832 | No | X-ALD | 85267-3 | OBX | 85269-9 | OBX | 29 | 85269-9 |  |  | Observation Type | Observation Type | [6 empty] | 0 | Not found
2833 | No | X-ALD |  | OBX | [7 empty] | X-linked Adrenoleukodystrophy (X- ALD) newborn screening comment-discussion
2834 | No | X-ALD | 85267-3 | OBX | 85268-1 | OBX | 3 | 85268-1 |  |  | X-linked Adrenoleukodystrophy (X- ALD) newborn screening comment-discussion | Observation Identifier | Text | 0..* | C |  | Condition: If 85269-9^X-linked Adrenoleukodystrophy (X-ALD) newborn screen interpretation^LN is included and the result necessitates comments. |  | 85268-1^X-linked Adrenoleukodystrophy (X- ALD) newborn screening comment-discussion^LN | Not found
2835 | No | X-ALD | 85267-3 | OBX | 85268-1 | OBX | 5 | 85268-1 | 0 |  | X-linked Adrenoleukodystrophy (X- ALD) newborn screening comment-discussion | Observation Value | [6 empty] | 0 | Not found
2836 | No | X-ALD | 85267-3 | OBX | 85268-1 | OBX | 2 | 85268-1 |  |  | Value Type | Value Type | [6 empty] | TX | Not found
2837 | No | X-ALD | 85267-3 | OBX | 85268-1 | OBX | 4 | 85268-1 |  |  | X-linked Adrenoleukodystrophy (X- ALD) newborn screening comment-discussion | Observation Sub-ID | [6 empty] | 0 | Not found
2838 | No | X-ALD | 85267-3 | OBX | 85268-1 | OBX | 11 | 85268-1 |  |  | Observation Result Status | Observation Result Status | [5 empty] | F | F | Not found
2839 | No | X-ALD | 85267-3 | OBX | 85268-1 | OBX | 19 | 85268-1 |  |  | X-linked Adrenoleukodystrophy (X- ALD) newborn screening comment-discussion | Date/Time of the Analysis | [6 empty] | 0 | Not found
2840 | No | X-ALD | 85267-3 | OBX | 85268-1 | OBX | 29 | 85268-1 |  |  | Observation Type | Observation Type | [6 empty] | 0 | Not found
2841 | No | X-ALD |  | OBX | [7 empty] | Fatty acids.very long chain.C26:0- lysophosphatidylcholine (C26:0-LPC)
2842 | No | X-ALD | 85267-3 | OBX | 79321-6 | OBX | 3 | 79321-6 |  |  | Fatty acids.very long chain.C26:0- lysophosphatidylcholine (C26:0-LPC) | Observation Identifier | Numeric | 0..1 | O |  |  |  | 79321-6^Fatty acids.very long chain.C26:0- lysophosphatidylcholine (C26:0-LPC)^LN | Not found
2843 | No | X-ALD | 85267-3 | OBX | 79321-6 | OBX | 5 | 79321-6 |  |  | Fatty acids.very long chain.C26:0- lysophosphatidylcholine (C26:0-LPC) | Observation Value | [6 empty] | 0 | Not found
2844 | No | X-ALD | 85267-3 | OBX | 79321-6 | OBX | 6 | 79321-6 |  |  | Fatty acids.very long chain.C26:0- lysophosphatidylcholine (C26:0-LPC) | Units | [6 empty] | 0 | Not found
2845 | No | X-ALD | 85267-3 | OBX | 79321-6 | OBX | 2 | 79321-6 |  |  | Value Type | Value Type | [6 empty] | NM | Not found
2846 | No | X-ALD | 85267-3 | OBX | 79321-6 | OBX | 4 | 79321-6 |  |  | Fatty acids.very long chain.C26:0- lysophosphatidylcholine (C26:0-LPC) | Observation Sub-ID | [6 empty] | 0 | Not found
2847 | No | X-ALD | 85267-3 | OBX | 79321-6 | OBX | 11 | 79321-6 |  |  | Observation Result Status | Observation Result Status | [5 empty] | F | F | Not found
2848 | No | X-ALD | 85267-3 | OBX | 79321-6 | OBX | 19 | 79321-6 |  |  | Fatty acids.very long chain.C26:0- lysophosphatidylcholine (C26:0-LPC) | Date/Time of the Analysis | [6 empty] | 0 | Not found
2849 | No | X-ALD | 85267-3 | OBX | 79321-6 | OBX | 29 | 79321-6 |  |  | Observation Type | Observation Type | [6 empty] | 0 | Not found
2850 | No | Point of Care | [9 empty] | Newborn screening test results panel - Point of Care
2851 | No | Point of Care | 54089-8 | OBR | 73738-7 | OBR | 4 |  |  | 73738-7 | Newborn screening test results panel - Point of Care | Newborn screening test results panel - Point of Care | Order Only |  | -- |  | Note: This code and the rest of the rows in this table are out of scope for this Newborn Dried Blood Spot Screening (NDBS) use case, but listed here because they are part of the LOINC Newborn Screening Panel and some state newborn screening programs report this information with their NDBS results. For HL7 message guidance, please refer to existing HL7 implementation guides for Early Hearing Detection and Intervention (EHDI at http://www.hl7.org/implement/standards/product_brief.cfm?product_id=344) and for Critical Congenital Heart Defects and pulse oximetry screening (CCHD at http://www.hl7.org/implement/standards/product_brief.cfm?product_id=366.) For additional LOINC code details including definitions/descriptions and answer lists, please refer to http://s.details.loinc.org/LOINC/73738- 7.html?sections=Comprehensive |  | 73738-7^Newborn screening test results panel - Point of Care^LN | Not found
2852 | No | Newborn Hearing | [9 empty] | Newborn hearing screening panel
2853 | No | Newborn Hearing | 73738-7 | OBR | 54111-0 | OBR | 4 |  |  | 54111-0 | Newborn hearing screening panel | Newborn hearing screening panel | Order Only |  | -- |  | Please refer to existing HL7 implementation guide for Early Hearing Detection and Intervention (EHDI at http://www.hl7.org/implement/standards/product_brief.cfm?product_id=344). For additional LOINC code details including definitions/descriptions and answer lists, please refer to http://s.details.loinc.org/LOINC/73738- 7.html?sections=Comprehensive |  |  | Not found
2854 | No | Newborn Hearing |  | OBX | [7 empty] | Hearing loss newborn screening comment/discussion
2855 | No | Newborn Hearing | 54111-0 | OBX | 57700-7 | OBX | 3 | 57700-7 |  |  | Hearing loss newborn screening comment/discussion | Observation Identifier | Text | [5 empty] | 57700-7^Hearing loss newborn screening comment/discussion^LN | Not found
2856 | No | Newborn Hearing | 54111-0 | OBX | 57700-7 | OBX | 5 | 57700-7 | 0 |  | Hearing loss newborn screening comment/discussion | Observation Value | [6 empty] | 0 | Not found
2857 | No | Newborn Hearing | 54111-0 | OBX | 57700-7 | OBX | 2 | 57700-7 |  |  | Value Type | Value Type | [6 empty] | TX | Not found
2858 | No | Newborn Hearing | 54111-0 | OBX | 57700-7 | OBX | 4 | 57700-7 |  |  | Hearing loss newborn screening comment/discussion | Observation Sub-ID | [6 empty] | 0 | Not found
2859 | No | Newborn Hearing | 54111-0 | OBX | 57700-7 | OBX | 11 | 57700-7 |  |  | Observation Result Status | Observation Result Status | [5 empty] | F | F | Not found
2860 | No | Newborn Hearing | 54111-0 | OBX | 57700-7 | OBX | 19 | 57700-7 |  |  | Hearing loss newborn screening comment/discussion | Date/Time of the Analysis | [6 empty] | 0 | Not found
2861 | No | Newborn Hearing | 54111-0 | OBX | 57700-7 | OBX | 29 | 57700-7 |  |  | Observation Type | Observation Type | [6 empty] | 0 | Not found
2862 | No | Newborn Hearing |  | OBX | [7 empty] | Hearing loss risk indicators [Identifier]
2863 | No | Newborn Hearing | 54111-0 | OBX | 58232-0 | OBX | 3 | 58232-0 |  |  | Hearing loss risk indicators [Identifier] | Observation Identifier | Coded | [5 empty] | 58232-0^Hearing loss risk indicators [Identifier]^LN | 58232-0^Hearing loss risk indicators [Identifier]^LN | Match
2864 | No | Newborn Hearing | 54111-0 | OBX | 58232-0 | OBX | 5 | 58232-0 | LA137-2 |  | Hearing loss risk indicators [Identifier] | Observation Value | [5 empty] | None | LA137-2^None^LN | LA137-2^None^LN | Match
2865 | No | Newborn Hearing | 54111-0 | OBX | 58232-0 | OBX | 2 | 58232-0 |  |  | Value Type | Value Type | [6 empty] | CWE | CWE | Match
2866 | No | Newborn Hearing | 54111-0 | OBX | 58232-0 | OBX | 4 | 58232-0 |  |  | Hearing loss risk indicators [Identifier] | Observation Sub-ID | [6 empty] | 0 | 0 | Match
2867 | No | Newborn Hearing | 54111-0 | OBX | 58232-0 | OBX | 11 | 58232-0 |  |  | Observation Result Status | Observation Result Status | [5 empty] | F | F | F | Match
2868 | No | Newborn Hearing | 54111-0 | OBX | 58232-0 | OBX | 19 | 58232-0 |  |  | Hearing loss risk indicators [Identifier] | Date/Time of the Analysis | [6 empty] | 0 | 0 | Match
2869 | No | Newborn Hearing | 54111-0 | OBX | 58232-0 | OBX | 29 | 58232-0 |  |  | Observation Type | Observation Type | [5 empty] | QST | QST | QST | Match
2870 | No | Newborn Hearing |  | OBX | [7 empty] | Newborn hearing screen method
2871 | No | Newborn Hearing | 54111-0 | OBX | 54106-0 | OBX | 3 | 54106-0 |  |  | Newborn hearing screen method | Observation Identifier | Coded | [5 empty] | 54106-0^Newborn hearing screen method^LN | Not found
2872 | No | Newborn Hearing | 54111-0 | OBX | 54106-0 | OBX | 5 | 54106-0 |  |  | Newborn hearing screen method | Observation Value | [7 empty] | Not found
2873 | No | Newborn Hearing | 54111-0 | OBX | 54106-0 | OBX | 2 | 54106-0 |  |  | Value Type | Value Type | [6 empty] | CWE | Not found
2874 | No | Newborn Hearing | 54111-0 | OBX | 54106-0 | OBX | 4 | 54106-0 |  |  | Newborn hearing screen method | Observation Sub-ID | [6 empty] | 0 | Not found
2875 | No | Newborn Hearing | 54111-0 | OBX | 54106-0 | OBX | 11 | 54106-0 |  |  | Observation Result Status | Observation Result Status | [5 empty] | F | F | Not found
2876 | No | Newborn Hearing | 54111-0 | OBX | 54106-0 | OBX | 19 | 54106-0 |  |  | Newborn hearing screen method | Date/Time of the Analysis | [6 empty] | 0 | Not found
2877 | No | Newborn Hearing | 54111-0 | OBX | 54106-0 | OBX | 29 | 54106-0 |  |  | Observation Type | Observation Type | [6 empty] | 0 | Not found
2878 | No | Newborn Hearing - left | [9 empty] | Newborn hearing screen panel of Ear - left
2879 | No | Newborn Hearing - left | 54111-0 | OBR | 73741-1 | OBR | 4 |  |  | 73741-1 | Newborn hearing screen panel of Ear - left | Newborn hearing screen panel of Ear - left | Order Only | [5 empty] | 73741-1^Newborn hearing screen panel of Ear - left^LN | Not found
2880 | No | Newborn Hearing - left |  | OBX | [7 empty] | Newborn hearing screen of Ear - left
2881 | No | Newborn Hearing - left | 73741-1 | OBX | 54108-6 | OBX | 3 | 54108-6 |  |  | Newborn hearing screen of Ear - left | Observation Identifier | Coded | [5 empty] | 54108-6^Newborn hearing screen of Ear - left^LN | Not found
2882 | No | Newborn Hearing - left | 73741-1 | OBX | 54108-6 | OBX | 5 | 54108-6 |  |  | Newborn hearing screen of Ear - left | Observation Value | [7 empty] | Not found
2883 | No | Newborn Hearing - left | 73741-1 | OBX | 54108-6 | OBX | 2 | 54108-6 |  |  | Value Type | Value Type | [6 empty] | CWE | Not found
2884 | No | Newborn Hearing - left | 73741-1 | OBX | 54108-6 | OBX | 4 | 54108-6 |  |  | Newborn hearing screen of Ear - left | Observation Sub-ID | [6 empty] | 0 | Not found
2885 | No | Newborn Hearing - left | 73741-1 | OBX | 54108-6 | OBX | 11 | 54108-6 |  |  | Observation Result Status | Observation Result Status | [5 empty] | F | F | Not found
2886 | No | Newborn Hearing - left | 73741-1 | OBX | 54108-6 | OBX | 19 | 54108-6 |  |  | Newborn hearing screen of Ear - left | Date/Time of the Analysis | [6 empty] | 0 | Not found
2887 | No | Newborn Hearing - left | 73741-1 | OBX | 54108-6 | OBX | 29 | 54108-6 |  |  | Observation Type | Observation Type | [6 empty] | 0 | Not found
2888 | No | Newborn Hearing - left |  | OBX | [7 empty] | Duration of screening of Ear - left
2889 | No | Newborn Hearing - left | 73741-1 | OBX | 73740-3 | OBX | 3 | 73740-3 |  |  | Duration of screening of Ear - left | Observation Identifier | Numeric | [5 empty] | 73740-3^Duration of screening of Ear - left^LN | Not found
2890 | No | Newborn Hearing - left | 73741-1 | OBX | 73740-3 | OBX | 5 | 73740-3 |  |  | Duration of screening of Ear - left | Observation Value | [6 empty] | 0 | Not found
2891 | No | Newborn Hearing - left | 73741-1 | OBX | 73740-3 | OBX | 6 | 73740-3 |  |  | Duration of screening of Ear - left | Units | [6 empty] | 0 | Not found
2892 | No | Newborn Hearing - left | 73741-1 | OBX | 73740-3 | OBX | 2 | 73740-3 |  |  | Value Type | Value Type | [6 empty] | NM | Not found
2893 | No | Newborn Hearing - left | 73741-1 | OBX | 73740-3 | OBX | 4 | 73740-3 |  |  | Duration of screening of Ear - left | Observation Sub-ID | [6 empty] | 0 | Not found
2894 | No | Newborn Hearing - left | 73741-1 | OBX | 73740-3 | OBX | 11 | 73740-3 |  |  | Observation Result Status | Observation Result Status | [5 empty] | F | F | Not found
2895 | No | Newborn Hearing - left | 73741-1 | OBX | 73740-3 | OBX | 19 | 73740-3 |  |  | Duration of screening of Ear - left | Date/Time of the Analysis | [6 empty] | 0 | Not found
2896 | No | Newborn Hearing - left | 73741-1 | OBX | 73740-3 | OBX | 29 | 73740-3 |  |  | Observation Type | Observation Type | [6 empty] | 0 | Not found
2897 | No | Newborn Hearing - left |  | OBX | [7 empty] | Newborn hearing screen reason not performed of Ear - left
2898 | No | Newborn Hearing - left | 73741-1 | OBX | 73739-5 | OBX | 3 | 73739-5 |  |  | Newborn hearing screen reason not performed of Ear - left | Observation Identifier | Coded | [5 empty] | 73739-5^Newborn hearing screen reason not performed of Ear - left^LN | Not found
2899 | No | Newborn Hearing - left | 73741-1 | OBX | 73739-5 | OBX | 5 | 73739-5 |  |  | Newborn hearing screen reason not performed of Ear - left | Observation Value | [7 empty] | Not found
2900 | No | Newborn Hearing - left | 73741-1 | OBX | 73739-5 | OBX | 2 | 73739-5 |  |  | Value Type | Value Type | [6 empty] | CWE | Not found
2901 | No | Newborn Hearing - left | 73741-1 | OBX | 73739-5 | OBX | 4 | 73739-5 |  |  | Newborn hearing screen reason not performed of Ear - left | Observation Sub-ID | [6 empty] | 0 | Not found
2902 | No | Newborn Hearing - left | 73741-1 | OBX | 73739-5 | OBX | 11 | 73739-5 |  |  | Observation Result Status | Observation Result Status | [5 empty] | F | F | Not found
2903 | No | Newborn Hearing - left | 73741-1 | OBX | 73739-5 | OBX | 19 | 73739-5 |  |  | Newborn hearing screen reason not performed of Ear - left | Date/Time of the Analysis | [6 empty] | 0 | Not found
2904 | No | Newborn Hearing - left | 73741-1 | OBX | 73739-5 | OBX | 29 | 73739-5 |  |  | Observation Type | Observation Type | [6 empty] | 0 | Not found
2905 | No | Newborn Hearing - right | [9 empty] | Newborn hearing screen panel of Ear - right
2906 | No | Newborn Hearing - right | 54111-0 | OBR | 73744-5 | OBR | 4 |  |  | 73744-5 | Newborn hearing screen panel of Ear - right | Newborn hearing screen panel of Ear - right | Order Only | [5 empty] | 73744-5^Newborn hearing screen panel of Ear - right^LN | Not found
2907 | No | Newborn Hearing - right |  | OBX | [7 empty] | Newborn hearing screen of Ear - right
2908 | No | Newborn Hearing - right | 73744-5 | OBX | 54109-4 | OBX | 3 | 54109-4 |  |  | Newborn hearing screen of Ear - right | Observation Identifier | Coded | [5 empty] | 54109-4^Newborn hearing screen of Ear - right^LN | Not found
2909 | No | Newborn Hearing - right | 73744-5 | OBX | 54109-4 | OBX | 5 | 54109-4 |  |  | Newborn hearing screen of Ear - right | Observation Value | [7 empty] | Not found
2910 | No | Newborn Hearing - right | 73744-5 | OBX | 54109-4 | OBX | 2 | 54109-4 |  |  | Value Type | Value Type | [6 empty] | CWE | Not found
2911 | No | Newborn Hearing - right | 73744-5 | OBX | 54109-4 | OBX | 4 | 54109-4 |  |  | Newborn hearing screen of Ear - right | Observation Sub-ID | [6 empty] | 0 | Not found
2912 | No | Newborn Hearing - right | 73744-5 | OBX | 54109-4 | OBX | 11 | 54109-4 |  |  | Observation Result Status | Observation Result Status | [5 empty] | F | F | Not found
2913 | No | Newborn Hearing - right | 73744-5 | OBX | 54109-4 | OBX | 19 | 54109-4 |  |  | Newborn hearing screen of Ear - right | Date/Time of the Analysis | [6 empty] | 0 | Not found
2914 | No | Newborn Hearing - right | 73744-5 | OBX | 54109-4 | OBX | 29 | 54109-4 |  |  | Observation Type | Observation Type | [6 empty] | 0 | Not found
2915 | No | Newborn Hearing - right |  | OBX | [7 empty] | Duration of screening of Ear - right
2916 | No | Newborn Hearing - right | 73744-5 | OBX | 73743-7 | OBX | 3 | 73743-7 |  |  | Duration of screening of Ear - right | Observation Identifier | Numeric | [5 empty] | 73743-7^Duration of screening of Ear - right^LN | Not found
2917 | No | Newborn Hearing - right | 73744-5 | OBX | 73743-7 | OBX | 5 | 73743-7 |  |  | Duration of screening of Ear - right | Observation Value | [6 empty] | 0 | Not found
2918 | No | Newborn Hearing - right | 73744-5 | OBX | 73743-7 | OBX | 6 | 73743-7 |  |  | Duration of screening of Ear - right | Units | [6 empty] | 0 | Not found
2919 | No | Newborn Hearing - right | 73744-5 | OBX | 73743-7 | OBX | 2 | 73743-7 |  |  | Value Type | Value Type | [6 empty] | NM | Not found
2920 | No | Newborn Hearing - right | 73744-5 | OBX | 73743-7 | OBX | 4 | 73743-7 |  |  | Duration of screening of Ear - right | Observation Sub-ID | [6 empty] | 0 | Not found
2921 | No | Newborn Hearing - right | 73744-5 | OBX | 73743-7 | OBX | 11 | 73743-7 |  |  | Observation Result Status | Observation Result Status | [5 empty] | F | F | Not found
2922 | No | Newborn Hearing - right | 73744-5 | OBX | 73743-7 | OBX | 19 | 73743-7 |  |  | Duration of screening of Ear - right | Date/Time of the Analysis | [6 empty] | 0 | Not found
2923 | No | Newborn Hearing - right | 73744-5 | OBX | 73743-7 | OBX | 29 | 73743-7 |  |  | Observation Type | Observation Type | [6 empty] | 0 | Not found
2924 | No | Newborn Hearing - right |  | OBX | [7 empty] | Newborn hearing screen reason not performed of Ear - right
2925 | No | Newborn Hearing - right | 73744-5 | OBX | 73742-9 | OBX | 3 | 73742-9 |  |  | Newborn hearing screen reason not performed of Ear - right | Observation Identifier | Coded | [5 empty] | 73742-9^Newborn hearing screen reason not performed of Ear - right^LN | Not found
2926 | No | Newborn Hearing - right | 73744-5 | OBX | 73742-9 | OBX | 5 | 73742-9 |  |  | Newborn hearing screen reason not performed of Ear - right | Observation Value | [7 empty] | Not found
2927 | No | Newborn Hearing - right | 73744-5 | OBX | 73742-9 | OBX | 2 | 73742-9 |  |  | Value Type | Value Type | [6 empty] | CWE | Not found
2928 | No | Newborn Hearing - right | 73744-5 | OBX | 73742-9 | OBX | 4 | 73742-9 |  |  | Newborn hearing screen reason not performed of Ear - right | Observation Sub-ID | [6 empty] | 0 | Not found
2929 | No | Newborn Hearing - right | 73744-5 | OBX | 73742-9 | OBX | 11 | 73742-9 |  |  | Observation Result Status | Observation Result Status | [5 empty] | F | F | Not found
2930 | No | Newborn Hearing - right | 73744-5 | OBX | 73742-9 | OBX | 19 | 73742-9 |  |  | Newborn hearing screen reason not performed of Ear - right | Date/Time of the Analysis | [6 empty] | 0 | Not found
2931 | No | Newborn Hearing - right | 73744-5 | OBX | 73742-9 | OBX | 29 | 73742-9 |  |  | Observation Type | Observation Type | [6 empty] | 0 | Not found
2932 | No | CCHD | [9 empty] | CCHD newborn screening panel
2933 | No | CCHD | 73738-7 | OBR | 73805-4 | OBR | 4 |  |  | 73805-4 | CCHD newborn screening panel | CCHD newborn screening panel | Order Only |  | -- |  | Please refer to existing HL7 implementation guide for Critical Congenital Heart Defects and pulse oximetry screening (CCHD at http://www.hl7.org/implement/standards/product_brief.cfm?product_id=366). For additional LOINC code details including definitions/descriptions and answer lists, please refer to http://s.details.loinc.org/LOINC/73738- 7.html?sections=Comprehensive |  | 73805-4^CCHD newborn screening panel^LN | Not found
2934 | No | CCHD |  | OBX | [7 empty] | CCHD newborn screening interpretation
2935 | No | CCHD | 73805-4 | OBX | 73700-7 | OBX | 3 | 73700-7 |  |  | CCHD newborn screening interpretation | Observation Identifier | Coded | [5 empty] | 73700-7^CCHD newborn screening interpretation^LN | Not found
2936 | No | CCHD | 73805-4 | OBX | 73700-7 | OBX | 5 | 73700-7 |  |  | CCHD newborn screening interpretation | Observation Value | [7 empty] | Not found
2937 | No | CCHD | 73805-4 | OBX | 73700-7 | OBX | 2 | 73700-7 |  |  | Value Type | Value Type | [6 empty] | CWE | Not found
2938 | No | CCHD | 73805-4 | OBX | 73700-7 | OBX | 4 | 73700-7 |  |  | CCHD newborn screening interpretation | Observation Sub-ID | [6 empty] | 0 | Not found
2939 | No | CCHD | 73805-4 | OBX | 73700-7 | OBX | 11 | 73700-7 |  |  | Observation Result Status | Observation Result Status | [5 empty] | F | F | Not found
2940 | No | CCHD | 73805-4 | OBX | 73700-7 | OBX | 19 | 73700-7 |  |  | CCHD newborn screening interpretation | Date/Time of the Analysis | [6 empty] | 0 | Not found
2941 | No | CCHD | 73805-4 | OBX | 73700-7 | OBX | 29 | 73700-7 |  |  | Observation Type | Observation Type | [6 empty] | 0 | Not found
2942 | No | CCHD |  | OBX | [7 empty] | Oxygen saturation.preductal- oxygen saturation.postductal [Mass fraction difference] in Bld.preductal and Bld.postductal
2943 | No | CCHD | 73805-4 | OBX | 73696-7 | OBX | 3 | 73696-7 |  |  | Oxygen saturation.preductal- oxygen saturation.postductal [Mass fraction difference] in Bld.preductal and Bld.postductal | Observation Identifier | Numeric | [5 empty] | 73696-7^Oxygen saturation.preductal- oxygen saturation.postductal [Mass fraction difference] in Bld.preductal and Bld.postductal^LN | Not found
2944 | No | CCHD | 73805-4 | OBX | 73696-7 | OBX | 5 | 73696-7 |  |  | Oxygen saturation.preductal- oxygen saturation.postductal [Mass fraction difference] in Bld.preductal and Bld.postductal | Observation Value | [6 empty] | 0 | Not found
2945 | No | CCHD | 73805-4 | OBX | 73696-7 | OBX | 6 | 73696-7 |  |  | Oxygen saturation.preductal- oxygen saturation.postductal [Mass fraction difference] in Bld.preductal and Bld.postductal | Units | [6 empty] | 0 | Not found
2946 | No | CCHD | 73805-4 | OBX | 73696-7 | OBX | 2 | 73696-7 |  |  | Value Type | Value Type | [6 empty] | NM | Not found
2947 | No | CCHD | 73805-4 | OBX | 73696-7 | OBX | 4 | 73696-7 |  |  | Oxygen saturation.preductal- oxygen saturation.postductal [Mass fraction difference] in Bld.preductal and Bld.postductal | Observation Sub-ID | [6 empty] | 0 | Not found
2948 | No | CCHD | 73805-4 | OBX | 73696-7 | OBX | 11 | 73696-7 |  |  | Observation Result Status | Observation Result Status | [5 empty] | F | F | Not found
2949 | No | CCHD | 73805-4 | OBX | 73696-7 | OBX | 19 | 73696-7 |  |  | Oxygen saturation.preductal- oxygen saturation.postductal [Mass fraction difference] in Bld.preductal and Bld.postductal | Date/Time of the Analysis | [6 empty] | 0 | Not found
2950 | No | CCHD | 73805-4 | OBX | 73696-7 | OBX | 29 | 73696-7 |  |  | Observation Type | Observation Type | [6 empty] | 0 | Not found
2951 | No | CCHD |  | OBX | [7 empty] | Newborn age in hours
2952 | No | CCHD | 73805-4 | OBX | 73806-2 | OBX | 3 | 73806-2 |  |  | Newborn age in hours | Observation Identifier | Numeric | [5 empty] | 73806-2^Newborn age in hours^LN | 73806-2^Newborn age in hours^LN | Match
2953 | No | CCHD | 73805-4 | OBX | 73806-2 | OBX | 5 | 73806-2 |  |  | Newborn age in hours | Observation Value | [5 empty] | 41 | 41 | 41 | Match
2954 | No | CCHD | 73805-4 | OBX | 73806-2 | OBX | 6 | 73806-2 |  |  | Newborn age in hours | Units | [5 empty] | h^hour^UCUM | h^hour^UCUM | h^hour^UCUM | Match
2955 | No | CCHD | 73805-4 | OBX | 73806-2 | OBX | 2 | 73806-2 |  |  | Value Type | Value Type | [6 empty] | NM | NM | Match
2956 | No | CCHD | 73805-4 | OBX | 73806-2 | OBX | 4 | 73806-2 |  |  | Newborn age in hours | Observation Sub-ID | [6 empty] | 0 | 0 | Match
2957 | No | CCHD | 73805-4 | OBX | 73806-2 | OBX | 11 | 73806-2 |  |  | Observation Result Status | Observation Result Status | [5 empty] | F | F | F | Match
2958 | No | CCHD | 73805-4 | OBX | 73806-2 | OBX | 19 | 73806-2 |  |  | Newborn age in hours | Date/Time of the Analysis | [6 empty] | 0 | 0 | Match
2959 | No | CCHD | 73805-4 | OBX | 73806-2 | OBX | 29 | 73806-2 |  |  | Observation Type | Observation Type | [5 empty] | QST | QST | QST | Match
2960 | No | CCHD |  | OBX | [7 empty] | Number of prior CCHD screens [#] Qualitative
2961 | No | CCHD | 73805-4 | OBX | 73699-1 | OBX | 3 | 73699-1 |  |  | Number of prior CCHD screens [#] Qualitative | Observation Identifier | Coded | [5 empty] | 73699-1^Number of prior CCHD screens [#] Qualitative^LN | Not found
2962 | No | CCHD | 73805-4 | OBX | 73699-1 | OBX | 5 | 73699-1 |  |  | Number of prior CCHD screens [#] Qualitative | Observation Value | [7 empty] | Not found
2963 | No | CCHD | 73805-4 | OBX | 73699-1 | OBX | 2 | 73699-1 |  |  | Value Type | Value Type | [6 empty] | CWE | Not found
2964 | No | CCHD | 73805-4 | OBX | 73699-1 | OBX | 4 | 73699-1 |  |  | Number of prior CCHD screens [#] Qualitative | Observation Sub-ID | [6 empty] | 0 | Not found
2965 | No | CCHD | 73805-4 | OBX | 73699-1 | OBX | 11 | 73699-1 |  |  | Observation Result Status | Observation Result Status | [5 empty] | F | F | Not found
2966 | No | CCHD | 73805-4 | OBX | 73699-1 | OBX | 19 | 73699-1 |  |  | Number of prior CCHD screens [#] Qualitative | Date/Time of the Analysis | [6 empty] | 0 | Not found
2967 | No | CCHD | 73805-4 | OBX | 73699-1 | OBX | 29 | 73699-1 |  |  | Observation Type | Observation Type | [6 empty] | 0 | Not found
2968 | No | CCHD |  | OBX | [7 empty] | Oxygen saturation sensor name
2969 | No | CCHD | 73805-4 | OBX | 73804-7 | OBX | 3 | 73804-7 |  |  | Oxygen saturation sensor name | Observation Identifier | Text | [5 empty] | 73804-7^Oxygen saturation sensor name^LN | Not found
2970 | No | CCHD | 73805-4 | OBX | 73804-7 | OBX | 5 | 73804-7 |  |  | Oxygen saturation sensor name | Observation Value | [6 empty] | 0 | Not found
2971 | No | CCHD | 73805-4 | OBX | 73804-7 | OBX | 2 | 73804-7 |  |  | Value Type | Value Type | [6 empty] | TX | Not found
2972 | No | CCHD | 73805-4 | OBX | 73804-7 | OBX | 4 | 73804-7 |  |  | Oxygen saturation sensor name | Observation Sub-ID | [6 empty] | 0 | Not found
2973 | No | CCHD | 73805-4 | OBX | 73804-7 | OBX | 11 | 73804-7 |  |  | Observation Result Status | Observation Result Status | [5 empty] | F | F | Not found
2974 | No | CCHD | 73805-4 | OBX | 73804-7 | OBX | 19 | 73804-7 |  |  | Oxygen saturation sensor name | Date/Time of the Analysis | [6 empty] | 0 | Not found
2975 | No | CCHD | 73805-4 | OBX | 73804-7 | OBX | 29 | 73804-7 |  |  | Observation Type | Observation Type | [6 empty] | 0 | Not found
2976 | No | CCHD |  | OBX | [7 empty] | Oxygen saturation sensor type
2977 | No | CCHD | 73805-4 | OBX | 73803-9 | OBX | 3 | 73803-9 |  |  | Oxygen saturation sensor type | Observation Identifier | Coded | [5 empty] | 73803-9^Oxygen saturation sensor type^LN | Not found
2978 | No | CCHD | 73805-4 | OBX | 73803-9 | OBX | 5 | 73803-9 |  |  | Oxygen saturation sensor type | Observation Value | [7 empty] | Not found
2979 | No | CCHD | 73805-4 | OBX | 73803-9 | OBX | 2 | 73803-9 |  |  | Value Type | Value Type | [6 empty] | CWE | Not found
2980 | No | CCHD | 73805-4 | OBX | 73803-9 | OBX | 4 | 73803-9 |  |  | Oxygen saturation sensor type | Observation Sub-ID | [6 empty] | 0 | Not found
2981 | No | CCHD | 73805-4 | OBX | 73803-9 | OBX | 11 | 73803-9 |  |  | Observation Result Status | Observation Result Status | [5 empty] | F | F | Not found
2982 | No | CCHD | 73805-4 | OBX | 73803-9 | OBX | 19 | 73803-9 |  |  | Oxygen saturation sensor type | Date/Time of the Analysis | [6 empty] | 0 | Not found
2983 | No | CCHD | 73805-4 | OBX | 73803-9 | OBX | 29 | 73803-9 |  |  | Observation Type | Observation Type | [6 empty] | 0 | Not found
2984 | No | CCHD |  | OBX | [7 empty] | Oxygen saturation sensor wrap name
2985 | No | CCHD | 73805-4 | OBX | 73802-1 | OBX | 3 | 73802-1 |  |  | Oxygen saturation sensor wrap name | Observation Identifier | Text | [5 empty] | 73802-1^Oxygen saturation sensor wrap name^LN | Not found
2986 | No | CCHD | 73805-4 | OBX | 73802-1 | OBX | 5 | 73802-1 |  |  | Oxygen saturation sensor wrap name | Observation Value | [6 empty] | 0 | Not found
2987 | No | CCHD | 73805-4 | OBX | 73802-1 | OBX | 2 | 73802-1 |  |  | Value Type | Value Type | [6 empty] | TX | Not found
2988 | No | CCHD | 73805-4 | OBX | 73802-1 | OBX | 4 | 73802-1 |  |  | Oxygen saturation sensor wrap name | Observation Sub-ID | [6 empty] | 0 | Not found
2989 | No | CCHD | 73805-4 | OBX | 73802-1 | OBX | 11 | 73802-1 |  |  | Observation Result Status | Observation Result Status | [5 empty] | F | F | Not found
2990 | No | CCHD | 73805-4 | OBX | 73802-1 | OBX | 19 | 73802-1 |  |  | Oxygen saturation sensor wrap name | Date/Time of the Analysis | [6 empty] | 0 | Not found
2991 | No | CCHD | 73805-4 | OBX | 73802-1 | OBX | 29 | 73802-1 |  |  | Observation Type | Observation Type | [6 empty] | 0 | Not found
2992 | No | CCHD |  | OBX | [7 empty] | Oxygen saturation sensor wrap type
2993 | No | CCHD | 73805-4 | OBX | 73801-3 | OBX | 3 | 73801-3 |  |  | Oxygen saturation sensor wrap type | Observation Identifier | Coded | [5 empty] | 73801-3^Oxygen saturation sensor wrap type^LN | Not found
2994 | No | CCHD | 73805-4 | OBX | 73801-3 | OBX | 5 | 73801-3 |  |  | Oxygen saturation sensor wrap type | Observation Value | [7 empty] | Not found
2995 | No | CCHD | 73805-4 | OBX | 73801-3 | OBX | 2 | 73801-3 |  |  | Value Type | Value Type | [6 empty] | CWE | Not found
2996 | No | CCHD | 73805-4 | OBX | 73801-3 | OBX | 4 | 73801-3 |  |  | Oxygen saturation sensor wrap type | Observation Sub-ID | [6 empty] | 0 | Not found
2997 | No | CCHD | 73805-4 | OBX | 73801-3 | OBX | 11 | 73801-3 |  |  | Observation Result Status | Observation Result Status | [5 empty] | F | F | Not found
2998 | No | CCHD | 73805-4 | OBX | 73801-3 | OBX | 19 | 73801-3 |  |  | Oxygen saturation sensor wrap type | Date/Time of the Analysis | [6 empty] | 0 | Not found
2999 | No | CCHD | 73805-4 | OBX | 73801-3 | OBX | 29 | 73801-3 |  |  | Observation Type | Observation Type | [6 empty] | 0 | Not found
3000 | No | CCHD |  | OBX | [7 empty] | Oxygen saturation sensor wrap size
3001 | No | CCHD | 73805-4 | OBX | 73800-5 | OBX | 3 | 73800-5 |  |  | Oxygen saturation sensor wrap size | Observation Identifier | Text | [5 empty] | 73800-5^Oxygen saturation sensor wrap size^LN | Not found
3002 | No | CCHD | 73805-4 | OBX | 73800-5 | OBX | 5 | 73800-5 |  |  | Oxygen saturation sensor wrap size | Observation Value | [6 empty] | 0 | Not found
3003 | No | CCHD | 73805-4 | OBX | 73800-5 | OBX | 2 | 73800-5 |  |  | Value Type | Value Type | [6 empty] | TX | Not found
3004 | No | CCHD | 73805-4 | OBX | 73800-5 | OBX | 4 | 73800-5 |  |  | Oxygen saturation sensor wrap size | Observation Sub-ID | [6 empty] | 0 | Not found
3005 | No | CCHD | 73805-4 | OBX | 73800-5 | OBX | 11 | 73800-5 |  |  | Observation Result Status | Observation Result Status | [5 empty] | F | F | Not found
3006 | No | CCHD | 73805-4 | OBX | 73800-5 | OBX | 19 | 73800-5 |  |  | Oxygen saturation sensor wrap size | Date/Time of the Analysis | [6 empty] | 0 | Not found
3007 | No | CCHD | 73805-4 | OBX | 73800-5 | OBX | 29 | 73800-5 |  |  | Observation Type | Observation Type | [6 empty] | 0 | Not found
3008 | No | CCHD |  | OBX | [7 empty] | CCHD newborn screening protocol used [Type]
3009 | No | CCHD | 73805-4 | OBX | 73697-5 | OBX | 3 | 73697-5 |  |  | CCHD newborn screening protocol used [Type] | Observation Identifier | Text | [5 empty] | 73697-5^CCHD newborn screening protocol used [Type]^LN | Not found
3010 | No | CCHD | 73805-4 | OBX | 73697-5 | OBX | 5 | 73697-5 |  |  | CCHD newborn screening protocol used [Type] | Observation Value | [6 empty] | 0 | Not found
3011 | No | CCHD | 73805-4 | OBX | 73697-5 | OBX | 2 | 73697-5 |  |  | Value Type | Value Type | [6 empty] | TX | Not found
3012 | No | CCHD | 73805-4 | OBX | 73697-5 | OBX | 4 | 73697-5 |  |  | CCHD newborn screening protocol used [Type] | Observation Sub-ID | [6 empty] | 0 | Not found
3013 | No | CCHD | 73805-4 | OBX | 73697-5 | OBX | 11 | 73697-5 |  |  | Observation Result Status | Observation Result Status | [5 empty] | F | F | Not found
3014 | No | CCHD | 73805-4 | OBX | 73697-5 | OBX | 19 | 73697-5 |  |  | CCHD newborn screening protocol used [Type] | Date/Time of the Analysis | [6 empty] | 0 | Not found
3015 | No | CCHD | 73805-4 | OBX | 73697-5 | OBX | 29 | 73697-5 |  |  | Observation Type | Observation Type | [6 empty] | 0 | Not found
3016 | No | CCHD |  | OBX | [7 empty] | Reason CCHD oxygen saturation screening not performed
3017 | No | CCHD | 73805-4 | OBX | 73698-3 | OBX | 3 | 73698-3 |  |  | Reason CCHD oxygen saturation screening not performed | Observation Identifier | Coded | [5 empty] | 73698-3^Reason CCHD oxygen saturation screening not performed^LN | Not found
3018 | No | CCHD | 73805-4 | OBX | 73698-3 | OBX | 5 | 73698-3 |  |  | Reason CCHD oxygen saturation screening not performed | Observation Value | [7 empty] | Not found
3019 | No | CCHD | 73805-4 | OBX | 73698-3 | OBX | 2 | 73698-3 |  |  | Value Type | Value Type | [6 empty] | CWE | Not found
3020 | No | CCHD | 73805-4 | OBX | 73698-3 | OBX | 4 | 73698-3 |  |  | Reason CCHD oxygen saturation screening not performed | Observation Sub-ID | [6 empty] | 0 | Not found
3021 | No | CCHD | 73805-4 | OBX | 73698-3 | OBX | 11 | 73698-3 |  |  | Observation Result Status | Observation Result Status | [5 empty] | F | F | Not found
3022 | No | CCHD | 73805-4 | OBX | 73698-3 | OBX | 19 | 73698-3 |  |  | Reason CCHD oxygen saturation screening not performed | Date/Time of the Analysis | [6 empty] | 0 | Not found
3023 | No | CCHD | 73805-4 | OBX | 73698-3 | OBX | 29 | 73698-3 |  |  | Observation Type | Observation Type | [6 empty] | 0 | Not found
3024 | No | CCHD |  | OBX | [7 empty] | Oxygen saturation in Blood Preductal by Pulse oximetry
3025 | No | CCHD | 73805-4 | OBX | 59407-7 | OBX | 3 | 59407-7 |  |  | Oxygen saturation in Blood Preductal by Pulse oximetry | Observation Identifier | Numeric | [5 empty] | 59407-7^Oxygen saturation in Blood Preductal by Pulse oximetry^LN | Not found
3026 | No | CCHD | 73805-4 | OBX | 59407-7 | OBX | 5 | 59407-7 |  |  | Oxygen saturation in Blood Preductal by Pulse oximetry | Observation Value | [6 empty] | 0 | Not found
3027 | No | CCHD | 73805-4 | OBX | 59407-7 | OBX | 6 | 59407-7 |  |  | Oxygen saturation in Blood Preductal by Pulse oximetry | Units | [6 empty] | 0 | Not found
3028 | No | CCHD | 73805-4 | OBX | 59407-7 | OBX | 2 | 59407-7 |  |  | Value Type | Value Type | [6 empty] | NM | Not found
3029 | No | CCHD | 73805-4 | OBX | 59407-7 | OBX | 4 | 59407-7 |  |  | Oxygen saturation in Blood Preductal by Pulse oximetry | Observation Sub-ID | [6 empty] | 0 | Not found
3030 | No | CCHD | 73805-4 | OBX | 59407-7 | OBX | 11 | 59407-7 |  |  | Observation Result Status | Observation Result Status | [5 empty] | F | F | Not found
3031 | No | CCHD | 73805-4 | OBX | 59407-7 | OBX | 19 | 59407-7 |  |  | Oxygen saturation in Blood Preductal by Pulse oximetry | Date/Time of the Analysis | [6 empty] | 0 | Not found
3032 | No | CCHD | 73805-4 | OBX | 59407-7 | OBX | 29 | 59407-7 |  |  | Observation Type | Observation Type | [6 empty] | 0 | Not found
3033 | No | CCHD |  | OBX | [7 empty] | Heart rate Blood Preductal Pulse oximetry
3034 | No | CCHD | 73805-4 | OBX | 73799-9 | OBX | 3 | 73799-9 |  |  | Heart rate Blood Preductal Pulse oximetry | Observation Identifier | Numeric | [5 empty] | 73799-9^Heart rate Blood Preductal Pulse oximetry^LN | Not found
3035 | No | CCHD | 73805-4 | OBX | 73799-9 | OBX | 5 | 73799-9 |  |  | Heart rate Blood Preductal Pulse oximetry | Observation Value | [6 empty] | 0 | Not found
3036 | No | CCHD | 73805-4 | OBX | 73799-9 | OBX | 6 | 73799-9 |  |  | Heart rate Blood Preductal Pulse oximetry | Units | [6 empty] | 0 | Not found
3037 | No | CCHD | 73805-4 | OBX | 73799-9 | OBX | 2 | 73799-9 |  |  | Value Type | Value Type | [6 empty] | NM | Not found
3038 | No | CCHD | 73805-4 | OBX | 73799-9 | OBX | 4 | 73799-9 |  |  | Heart rate Blood Preductal Pulse oximetry | Observation Sub-ID | [6 empty] | 0 | Not found
3039 | No | CCHD | 73805-4 | OBX | 73799-9 | OBX | 11 | 73799-9 |  |  | Observation Result Status | Observation Result Status | [5 empty] | F | F | Not found
3040 | No | CCHD | 73805-4 | OBX | 73799-9 | OBX | 19 | 73799-9 |  |  | Heart rate Blood Preductal Pulse oximetry | Date/Time of the Analysis | [6 empty] | 0 | Not found
3041 | No | CCHD | 73805-4 | OBX | 73799-9 | OBX | 29 | 73799-9 |  |  | Observation Type | Observation Type | [6 empty] | 0 | Not found
3042 | No | CCHD |  | OBX | [7 empty] | Perfusion index Blood Preductal Pulse oximetry
3043 | No | CCHD | 73805-4 | OBX | 73798-1 | OBX | 3 | 73798-1 |  |  | Perfusion index Blood Preductal Pulse oximetry | Observation Identifier | Numeric | [5 empty] | 73798-1^Perfusion index Blood Preductal Pulse oximetry^LN | Not found
3044 | No | CCHD | 73805-4 | OBX | 73798-1 | OBX | 5 | 73798-1 |  |  | Perfusion index Blood Preductal Pulse oximetry | Observation Value | [6 empty] | 0 | Not found
3045 | No | CCHD | 73805-4 | OBX | 73798-1 | OBX | 6 | 73798-1 |  |  | Perfusion index Blood Preductal Pulse oximetry | Units | [6 empty] | 0 | Not found
3046 | No | CCHD | 73805-4 | OBX | 73798-1 | OBX | 2 | 73798-1 |  |  | Value Type | Value Type | [6 empty] | NM | Not found
3047 | No | CCHD | 73805-4 | OBX | 73798-1 | OBX | 4 | 73798-1 |  |  | Perfusion index Blood Preductal Pulse oximetry | Observation Sub-ID | [6 empty] | 0 | Not found
3048 | No | CCHD | 73805-4 | OBX | 73798-1 | OBX | 11 | 73798-1 |  |  | Observation Result Status | Observation Result Status | [5 empty] | F | F | Not found
3049 | No | CCHD | 73805-4 | OBX | 73798-1 | OBX | 19 | 73798-1 |  |  | Perfusion index Blood Preductal Pulse oximetry | Date/Time of the Analysis | [6 empty] | 0 | Not found
3050 | No | CCHD | 73805-4 | OBX | 73798-1 | OBX | 29 | 73798-1 |  |  | Observation Type | Observation Type | [6 empty] | 0 | Not found
3051 | No | CCHD |  | OBX | [7 empty] | Signal quality Blood Preductal Pulse oximetry
3052 | No | CCHD | 73805-4 | OBX | 73797-3 | OBX | 3 | 73797-3 |  |  | Signal quality Blood Preductal Pulse oximetry | Observation Identifier | Coded | [5 empty] | 73797-3^Signal quality Blood Preductal Pulse oximetry^LN | Not found
3053 | No | CCHD | 73805-4 | OBX | 73797-3 | OBX | 5 | 73797-3 |  |  | Signal quality Blood Preductal Pulse oximetry | Observation Value | [6 empty] | 0 | Not found
3054 | No | CCHD | 73805-4 | OBX | 73797-3 | OBX | 2 | 73797-3 |  |  | Value Type | Value Type | [6 empty] | CWE | Not found
3055 | No | CCHD | 73805-4 | OBX | 73797-3 | OBX | 4 | 73797-3 |  |  | Signal quality Blood Preductal Pulse oximetry | Observation Sub-ID | [6 empty] | 0 | Not found
3056 | No | CCHD | 73805-4 | OBX | 73797-3 | OBX | 11 | 73797-3 |  |  | Observation Result Status | Observation Result Status | [5 empty] | F | F | Not found
3057 | No | CCHD | 73805-4 | OBX | 73797-3 | OBX | 19 | 73797-3 |  |  | Signal quality Blood Preductal Pulse oximetry | Date/Time of the Analysis | [6 empty] | 0 | Not found
3058 | No | CCHD | 73805-4 | OBX | 73797-3 | OBX | 29 | 73797-3 |  |  | Observation Type | Observation Type | [6 empty] | 0 | Not found
3059 | No | CCHD |  | OBX | [7 empty] | Infant activity during preductal oxygen saturation measurement
3060 | No | CCHD | 73805-4 | OBX | 73796-5 | OBX | 3 | 73796-5 |  |  | Infant activity during preductal oxygen saturation measurement | Observation Identifier | Coded | [5 empty] | 73796-5^Infant activity during preductal oxygen saturation measurement^LN | Not found
3061 | No | CCHD | 73805-4 | OBX | 73796-5 | OBX | 5 | 73796-5 |  |  | Infant activity during preductal oxygen saturation measurement | Observation Value | [7 empty] | Not found
3062 | No | CCHD | 73805-4 | OBX | 73796-5 | OBX | 2 | 73796-5 |  |  | Value Type | Value Type | [6 empty] | CWE | Not found
3063 | No | CCHD | 73805-4 | OBX | 73796-5 | OBX | 4 | 73796-5 |  |  | Infant activity during preductal oxygen saturation measurement | Observation Sub-ID | [6 empty] | 0 | Not found
3064 | No | CCHD | 73805-4 | OBX | 73796-5 | OBX | 11 | 73796-5 |  |  | Observation Result Status | Observation Result Status | [5 empty] | F | F | Not found
3065 | No | CCHD | 73805-4 | OBX | 73796-5 | OBX | 19 | 73796-5 |  |  | Infant activity during preductal oxygen saturation measurement | Date/Time of the Analysis | [6 empty] | 0 | Not found
3066 | No | CCHD | 73805-4 | OBX | 73796-5 | OBX | 29 | 73796-5 |  |  | Observation Type | Observation Type | [6 empty] | 0 | Not found
3067 | No | CCHD |  | OBX | [7 empty] | Oxygen saturation in Blood Postductal by Pulse oximetry
3068 | No | CCHD | 73805-4 | OBX | 59418-4 | OBX | 3 | 59418-4 |  |  | Oxygen saturation in Blood Postductal by Pulse oximetry | Observation Identifier | Numeric | [5 empty] | 59418-4^Oxygen saturation in Blood Postductal by Pulse oximetry^LN | Not found
3069 | No | CCHD | 73805-4 | OBX | 59418-4 | OBX | 5 | 59418-4 |  |  | Oxygen saturation in Blood Postductal by Pulse oximetry | Observation Value | [6 empty] | 0 | Not found
3070 | No | CCHD | 73805-4 | OBX | 59418-4 | OBX | 6 | 59418-4 |  |  | Oxygen saturation in Blood Postductal by Pulse oximetry | Units | [6 empty] | 0 | Not found
3071 | No | CCHD | 73805-4 | OBX | 59418-4 | OBX | 2 | 59418-4 |  |  | Value Type | Value Type | [6 empty] | NM | Not found
3072 | No | CCHD | 73805-4 | OBX | 59418-4 | OBX | 4 | 59418-4 |  |  | Oxygen saturation in Blood Postductal by Pulse oximetry | Observation Sub-ID | [6 empty] | 0 | Not found
3073 | No | CCHD | 73805-4 | OBX | 59418-4 | OBX | 11 | 59418-4 |  |  | Observation Result Status | Observation Result Status | [5 empty] | F | F | Not found
3074 | No | CCHD | 73805-4 | OBX | 59418-4 | OBX | 19 | 59418-4 |  |  | Oxygen saturation in Blood Postductal by Pulse oximetry | Date/Time of the Analysis | [6 empty] | 0 | Not found
3075 | No | CCHD | 73805-4 | OBX | 59418-4 | OBX | 29 | 59418-4 |  |  | Observation Type | Observation Type | [6 empty] | 0 | Not found
3076 | No | CCHD |  | OBX | [7 empty] | Heart rate Blood Postductal Pulse oximetry
3077 | No | CCHD | 73805-4 | OBX | 73795-7 | OBX | 3 | 73795-7 |  |  | Heart rate Blood Postductal Pulse oximetry | Observation Identifier | Numeric | [5 empty] | 73795-7^Heart rate Blood Postductal Pulse oximetry^LN | Not found
3078 | No | CCHD | 73805-4 | OBX | 73795-7 | OBX | 5 | 73795-7 |  |  | Heart rate Blood Postductal Pulse oximetry | Observation Value | [6 empty] | 0 | Not found
3079 | No | CCHD | 73805-4 | OBX | 73795-7 | OBX | 6 | 73795-7 |  |  | Heart rate Blood Postductal Pulse oximetry | Units | [6 empty] | 0 | Not found
3080 | No | CCHD | 73805-4 | OBX | 73795-7 | OBX | 2 | 73795-7 |  |  | Value Type | Value Type | [6 empty] | NM | Not found
3081 | No | CCHD | 73805-4 | OBX | 73795-7 | OBX | 4 | 73795-7 |  |  | Heart rate Blood Postductal Pulse oximetry | Observation Sub-ID | [6 empty] | 0 | Not found
3082 | No | CCHD | 73805-4 | OBX | 73795-7 | OBX | 11 | 73795-7 |  |  | Observation Result Status | Observation Result Status | [5 empty] | F | F | Not found
3083 | No | CCHD | 73805-4 | OBX | 73795-7 | OBX | 19 | 73795-7 |  |  | Heart rate Blood Postductal Pulse oximetry | Date/Time of the Analysis | [6 empty] | 0 | Not found
3084 | No | CCHD | 73805-4 | OBX | 73795-7 | OBX | 29 | 73795-7 |  |  | Observation Type | Observation Type | [6 empty] | 0 | Not found
3085 | No | CCHD |  | OBX | [7 empty] | Perfusion index Blood Postductal Pulse oximetry
3086 | No | CCHD | 73805-4 | OBX | 73794-0 | OBX | 3 | 73794-0 |  |  | Perfusion index Blood Postductal Pulse oximetry | Observation Identifier | Numeric | [5 empty] | 73794-0^Perfusion index Blood Postductal Pulse oximetry^LN | Not found
3087 | No | CCHD | 73805-4 | OBX | 73794-0 | OBX | 5 | 73794-0 |  |  | Perfusion index Blood Postductal Pulse oximetry | Observation Value | [6 empty] | 0 | Not found
3088 | No | CCHD | 73805-4 | OBX | 73794-0 | OBX | 6 | 73794-0 |  |  | Perfusion index Blood Postductal Pulse oximetry | Units | [6 empty] | 0 | Not found
3089 | No | CCHD | 73805-4 | OBX | 73794-0 | OBX | 2 | 73794-0 |  |  | Value Type | Value Type | [6 empty] | NM | Not found
3090 | No | CCHD | 73805-4 | OBX | 73794-0 | OBX | 4 | 73794-0 |  |  | Perfusion index Blood Postductal Pulse oximetry | Observation Sub-ID | [6 empty] | 0 | Not found
3091 | No | CCHD | 73805-4 | OBX | 73794-0 | OBX | 11 | 73794-0 |  |  | Observation Result Status | Observation Result Status | [5 empty] | F | F | Not found
3092 | No | CCHD | 73805-4 | OBX | 73794-0 | OBX | 19 | 73794-0 |  |  | Perfusion index Blood Postductal Pulse oximetry | Date/Time of the Analysis | [6 empty] | 0 | Not found
3093 | No | CCHD | 73805-4 | OBX | 73794-0 | OBX | 29 | 73794-0 |  |  | Observation Type | Observation Type | [6 empty] | 0 | Not found
3094 | No | CCHD |  | OBX | [7 empty] | Signal quality Blood Postductal Pulse oximetry
3095 | No | CCHD | 73805-4 | OBX | 73793-2 | OBX | 3 | 73793-2 |  |  | Signal quality Blood Postductal Pulse oximetry | Observation Identifier | Coded | [5 empty] | 73793-2^Signal quality Blood Postductal Pulse oximetry^LN | Not found
3096 | No | CCHD | 73805-4 | OBX | 73793-2 | OBX | 5 | 73793-2 |  |  | Signal quality Blood Postductal Pulse oximetry | Observation Value | [6 empty] | 0 | Not found
3097 | No | CCHD | 73805-4 | OBX | 73793-2 | OBX | 2 | 73793-2 |  |  | Value Type | Value Type | [6 empty] | CWE | Not found
3098 | No | CCHD | 73805-4 | OBX | 73793-2 | OBX | 4 | 73793-2 |  |  | Signal quality Blood Postductal Pulse oximetry | Observation Sub-ID | [6 empty] | 0 | Not found
3099 | No | CCHD | 73805-4 | OBX | 73793-2 | OBX | 11 | 73793-2 |  |  | Observation Result Status | Observation Result Status | [5 empty] | F | F | Not found
3100 | No | CCHD | 73805-4 | OBX | 73793-2 | OBX | 19 | 73793-2 |  |  | Signal quality Blood Postductal Pulse oximetry | Date/Time of the Analysis | [6 empty] | 0 | Not found
3101 | No | CCHD | 73805-4 | OBX | 73793-2 | OBX | 29 | 73793-2 |  |  | Observation Type | Observation Type | [6 empty] | 0 | Not found
3102 | No | CCHD |  | OBX | [7 empty] | Infant activity during postductal oxygen saturation measurement
3103 | No | CCHD | 73805-4 | OBX | 73792-4 | OBX | 3 | 73792-4 |  |  | Infant activity during postductal oxygen saturation measurement | Observation Identifier | Coded | [5 empty] | 73792-4^Infant activity during postductal oxygen saturation measurement^LN | Not found
3104 | No | CCHD | 73805-4 | OBX | 73792-4 | OBX | 5 | 73792-4 |  |  | Infant activity during postductal oxygen saturation measurement | Observation Value | [7 empty] | Not found
3105 | No | CCHD | 73805-4 | OBX | 73792-4 | OBX | 2 | 73792-4 |  |  | Value Type | Value Type | [6 empty] | CWE | Not found
3106 | No | CCHD | 73805-4 | OBX | 73792-4 | OBX | 4 | 73792-4 |  |  | Infant activity during postductal oxygen saturation measurement | Observation Sub-ID | [6 empty] | 0 | Not found
3107 | No | CCHD | 73805-4 | OBX | 73792-4 | OBX | 11 | 73792-4 |  |  | Observation Result Status | Observation Result Status | [5 empty] | F | F | Not found
3108 | No | CCHD | 73805-4 | OBX | 73792-4 | OBX | 19 | 73792-4 |  |  | Infant activity during postductal oxygen saturation measurement | Date/Time of the Analysis | [6 empty] | 0 | Not found
3109 | No | CCHD | 73805-4 | OBX | 73792-4 | OBX | 29 | 73792-4 |  |  | Observation Type | Observation Type | [6 empty] | 0 | Not found

## Message_Input
| 1 | 2 | 3 | 4 | 5 | 6 | 7 | 8 | 9 | 10 | 11 | 12 | 13 | 14 | 15 | 16 | 17 | 18 | 19 | 20 | 21 | 22 | 23 | 24 | 25 | 26 | 27 | 28 | 29 | 30 | 31 | 32 | 33 | 34 | 35 | 36 | 37 | 38 | 39 | 40 | 41 | 42 | 43 | 44 | 45 | 46 | 47 | 48 | 49 | 50 | 51 | 52 | 53 | 54 | 55 | 56 | 57 | 58 | 59 | 60 | 61 | 62 | 63 | 64 | 65 | 66 | 67 | 68 | 69 | 70 | 71 | 72 | 73 | 74 | 75 | 76 | 77 | 78 | 79 | 80 | 81 | 82 | 83 | 84
MSH |  | ^~\& | VA StarLIMSv10 Prod^2.16.840.1.114222.4.3.3.2.2.4^ISO | VA PHL Richmond^2.16.840.1.114222.4.1.9977^ISO | ReceivingApplicationName^2.16.840.1.114222.XXX^ISO | ReceivingFacilityName^2.16.840.1.114222.XXX^ISO | 20170228125400-0500 |  | ORU^R01^ORU_R01 | MessageControlID | T | 2.5.1 |  |  | AL | ER |  |  |  |  | LRI_NG_FRN_Profile^^2.16.840.1.113883.9.195.3.4^ISO~LRI_NDBS_Component^^2.16.840.1.113883.9.195.3.6^ISO
PID | 1 |  | 987654321^^^HospitalSystem&2.16.840.1.114222.XXX&ISO^MR |  | ONE^TESTCASE | MOMMAIDENONE | 201702210152-0500 | F |  | 2106-3^White^HL70005 | 1776 Main Street^^Richmond^VA^23219 |  | ^^^^^804^5693861 | [8 empty] | N^Not Hispanic or Latino^HL70189 |  | N | 1
NK1 | 1 | ONE^MOMFIRST | MTH^Mother^HL70063 | 1776 Main Street^^Richmond^VA^23219 | ^^^^^804^5693861 |  | N^Next-of-Kin^HL70131 | [8 empty] | 19860416 | [16 empty] | 9683^^^SSA&2.16.840.1.113883.4.1&ISO^SS
ORC | RE | XXXXX^HospitalSystem^2.16.840.1.114222.XXX^ISO | 555550001^VA PHL Richmond^2.16.840.1.114222.4.1.9977^ISO | [8 empty] | 321^Rahal^Frederick^^^Dr^^^NPI&2.16.840.1.113883.4.6&ISO^L^^^NPI^^^^^^^^MD | [8 empty] | BON SECOURS ST MARY'S HOSPITAL^^^^^NPI&2.16.840.1.113883.4.6&ISO^XX^^^10614 | 5801 BREMO RD^^RICHMOND^VA^23226^USA^^^51760 | ^^^^^804^2852011
OBR | 1 | XXXXX^HospitalSystem^2.16.840.1.114222.XXX^ISO | 555550001^VA PHL Richmond^2.16.840.1.114222.4.1.9977^ISO | 57128-1^Newborn Screening Report summary panel^LN |  |  | 201702221854-0500 |  |  | COLLECTOR | [5 empty] | 321^Rahal^Frederick^^^Dr^^^NPI&2.16.840.1.113883.4.6&ISO^L^^^NPI^^^^^^^^MD | [5 empty] | 20170229125200-0500 |  |  | F |  |  |  | XXXXX&HospitalSystem&2.16.840.1.114222.XXX&ISO^555550001&VA PHL Richmond&2.16.840.1.114222.4.1.9977&ISO | [20 empty] | 54089-8^Newborn screening panel American Health Information Community (AHIC)^LN
TQ1 | 1 | [7 empty] | R^Routine^HL70485
OBX | 1 | CWE | 57721-3^Reason for lab test in Dried blood spot^LN |  | LA12421-6^Initial screen^LN |  |  | N |  |  | F |  |  | 201702221854-0500 | [14 empty] | QST | AOE
OBX | 2 | CWE | 57718-9^Sample quality of Dried blood spot^LN |  | LA12432-3^Acceptable^LN |  |  | N |  |  | F |  |  | 201702291252-0500 |  |  |  |  | 201702291252-0500 |  |  |  | VA PHL Richmond | 109 Governor Street^^RICHMOND^VA^23219^USA |  |  |  |  | RSLT
OBX | 3 | CWE | 57130-7^Newborn screening report - overall interpretation^LN |  | LA12431-5^Out of range requiring immediate second-tier testing for at least one condition^LN |  |  | A |  |  | F |  |  | 201702291252-0500 |  |  |  |  | 201702291252-0500 |  |  |  | VA PHL Richmond | 109 Governor Street^^RICHMOND^VA^23219^USA |  |  |  |  | RSLT
OBX | 4 | CWE | 57131-5^Newborn conditions with positive markers [Identifier] in Dried blood spot^LN | 1 | LA12496-8^HCY^LN^11282001^Homocystinuria^SCT |  |  | A |  |  | F |  |  | 201702291252-0500 |  |  |  |  | 201702291252-0500 |  |  |  | VA PHL Richmond | 109 Governor Street^^RICHMOND^VA^23219^USA |  |  |  |  | RSLT
OBX | 5 | CWE | 57131-5^Newborn conditions with positive markers [Identifier] in Dried blood spot^LN | 2 | LA21168-2^MSUD^LN^27718001^Maple syrup urine disease^SCT |  |  | A |  |  | F |  |  | 201702291252-0500 |  |  |  |  | 201702291252-0500 |  |  |  | VA PHL Richmond | 109 Governor Street^^RICHMOND^VA^23219^USA |  |  |  |  | RSLT
OBX | 6 | CWE | 57131-5^Newborn conditions with positive markers [Identifier] in Dried blood spot^LN | 3 | LA12528-8^TYR-1^LN^410056006^Tyrosinaemia type I^SCT |  |  | A |  |  | F |  |  | 201702291252-0500 |  |  |  |  | 201702291252-0500 |  |  |  | VA PHL Richmond | 109 Governor Street^^RICHMOND^VA^23219^USA |  |  |  |  | RSLT
OBX | 7 | CWE | 57131-5^Newborn conditions with positive markers [Identifier] in Dried blood spot^LN | 4 | LA12538-7^CH^LN^190268003^Congenital hypothyroidism^SCT |  |  | A |  |  | F |  |  | 201702291252-0500 |  |  |  |  | 201702291252-0500 |  |  |  | VA PHL Richmond | 109 Governor Street^^RICHMOND^VA^23219^USA |  |  |  |  | RSLT
OBX | 8 | CWE | 57131-5^Newborn conditions with positive markers [Identifier] in Dried blood spot^LN | 5 | LA12622-9^Hb carrier other than C, D, E, S ,O-Arab^LN |  |  | A |  |  | F |  |  | 201702291252-0500 |  |  |  |  | 201702291252-0500 |  |  |  | VA PHL Richmond | 109 Governor Street^^RICHMOND^VA^23219^USA |  |  |  |  | RSLT
OBX | 9 | CWE | 57131-5^Newborn conditions with positive markers [Identifier] in Dried blood spot^LN | 6 | LA12505-6^IVA^LN^87827003^Isovaleryl-CoA dehydrogenase deficiency^SCT |  |  | A |  |  | F |  |  | 201702291252-0500 |  |  |  |  | 201702291252-0500 |  |  |  | VA PHL Richmond | 109 Governor Street^^RICHMOND^VA^23219^USA |  |  |  |  | RSLT
OBX | 10 | CWE | 57131-5^Newborn conditions with positive markers [Identifier] in Dried blood spot^LN | 7 | LA12533-8^CAH^LN^237751000^Congenital adrenal hyperplasia^SCT |  |  | A |  |  | F |  |  | 201702291252-0500 |  |  |  |  | 201702291252-0500 |  |  |  | VA PHL Richmond | 109 Governor Street^^RICHMOND^VA^23219^USA |  |  |  |  | RSLT
OBX | 11 | FT | 57724-7^Newborn screening short narrative summary^LN |  | SUMMARY: Newborn Metabolic Screen REQUIRES FOLLOW UP\.br\SUBMIT A REPEAT BLOOD SPOT CARD IMMEDIATELY\.br\ |  |  | A |  |  | F |  |  | 201702291252-0500 |  |  |  |  | 201702291252-0500 |  |  |  | VA PHL Richmond | 109 Governor Street^^RICHMOND^VA^23219^USA |  |  |  |  | RSLT
OBX | 12 | CWE | 57719-7^Conditions tested for in this newborn screening study [Identifier] in Dried blood spot^LN | 1 | LA12463-8^HEAR^LN^15188001^Hearing loss^SCT |  |  | N |  |  | F |  |  | 201702291252-0500 |  |  |  |  | 201702291252-0500 |  |  |  | VA PHL Richmond | 109 Governor Street^^RICHMOND^VA^23219^USA |  |  |  |  | RSLT
OBX | 13 | CWE | 57719-7^Conditions tested for in this newborn screening study [Identifier] in Dried blood spot^LN | 2 | LA20349-9^CCHD^LN |  |  | N |  |  | F |  |  | 201702291252-0500 |  |  |  |  | 201702291252-0500 |  |  |  | VA PHL Richmond | 109 Governor Street^^RICHMOND^VA^23219^USA |  |  |  |  | RSLT
OBX | 14 | CWE | 57719-7^Conditions tested for in this newborn screening study [Identifier] in Dried blood spot^LN | 3 | LA12466-1^3-MCC^LN^13144005^Methylcrotonyl-CoA carboxylase deficiency^SCT |  |  | N |  |  | F |  |  | 201702291252-0500 |  |  |  |  | 201702291252-0500 |  |  |  | VA PHL Richmond | 109 Governor Street^^RICHMOND^VA^23219^USA |  |  |  |  | RSLT
OBX | 15 | CWE | 57719-7^Conditions tested for in this newborn screening study [Identifier] in Dried blood spot^LN | 4 | LA12471-1^ASA^LN^41013004^Argininosuccinate lyase deficiency^SCT |  |  | N |  |  | F |  |  | 201702291252-0500 |  |  |  |  | 201702291252-0500 |  |  |  | VA PHL Richmond | 109 Governor Street^^RICHMOND^VA^23219^USA |  |  |  |  | RSLT
OBX | 16 | CWE | 57719-7^Conditions tested for in this newborn screening study [Identifier] in Dried blood spot^LN | 5 | LA12474-5^BKT^LN^237953006^Mitochondrial 2-methylacetoacetyl-CoA thiolase deficiency - potassium stimulated^SCT |  |  | N |  |  | F |  |  | 201702291252-0500 |  |  |  |  | 201702291252-0500 |  |  |  | VA PHL Richmond | 109 Governor Street^^RICHMOND^VA^23219^USA |  |  |  |  | RSLT
OBX | 17 | CWE | 57719-7^Conditions tested for in this newborn screening study [Identifier] in Dried blood spot^LN | 6 | LA12476-0^CBL A^LN^73843004^Cobalamin A disease^SCT |  |  | N |  |  | F |  |  | 201702291252-0500 |  |  |  |  | 201702291252-0500 |  |  |  | VA PHL Richmond | 109 Governor Street^^RICHMOND^VA^23219^USA |  |  |  |  | RSLT
OBX | 18 | CWE | 57719-7^Conditions tested for in this newborn screening study [Identifier] in Dried blood spot^LN | 7 | LA12477-8^CBL B^LN^82245003^Cobalamin B disease^SCT |  |  | N |  |  | F |  |  | 201702291252-0500 |  |  |  |  | 201702291252-0500 |  |  |  | VA PHL Richmond | 109 Governor Street^^RICHMOND^VA^23219^USA |  |  |  |  | RSLT
OBX | 19 | CWE | 57719-7^Conditions tested for in this newborn screening study [Identifier] in Dried blood spot^LN | 8 | LA12482-8^CIT-I^LN^398680004^Citrullinaemia^SCT |  |  | N |  |  | F |  |  | 201702291252-0500 |  |  |  |  | 201702291252-0500 |  |  |  | VA PHL Richmond | 109 Governor Street^^RICHMOND^VA^23219^USA |  |  |  |  | RSLT
OBX | 20 | CWE | 57719-7^Conditions tested for in this newborn screening study [Identifier] in Dried blood spot^LN | 9 | LA12496-8^HCY^LN^11282001^Homocystinuria^SCT |  |  | A |  |  | F |  |  | 201702291252-0500 |  |  |  |  | 201702291252-0500 |  |  |  | VA PHL Richmond | 109 Governor Street^^RICHMOND^VA^23219^USA |  |  |  |  | RSLT
OBX | 21 | CWE | 57719-7^Conditions tested for in this newborn screening study [Identifier] in Dried blood spot^LN | 10 | LA12487-7^CUD^LN^21764004^Renal carnitine transport defect^SCT |  |  | N |  |  | F |  |  | 201702291252-0500 |  |  |  |  | 201702291252-0500 |  |  |  | VA PHL Richmond | 109 Governor Street^^RICHMOND^VA^23219^USA |  |  |  |  | RSLT
OBX | 22 | CWE | 57719-7^Conditions tested for in this newborn screening study [Identifier] in Dried blood spot^LN | 11 | LA12493-5^GA-1^LN^76175005^Glutaric aciduria type 1^SCT |  |  | N |  |  | F |  |  | 201702291252-0500 |  |  |  |  | 201702291252-0500 |  |  |  | VA PHL Richmond | 109 Governor Street^^RICHMOND^VA^23219^USA |  |  |  |  | RSLT
OBX | 23 | CWE | 57719-7^Conditions tested for in this newborn screening study [Identifier] in Dried blood spot^LN | 12 | LA12499-2^HMG^LN^410059004^Hydroxymethylglutaric aciduria^SCT |  |  | N |  |  | F |  |  | 201702291252-0500 |  |  |  |  | 201702291252-0500 |  |  |  | VA PHL Richmond | 109 Governor Street^^RICHMOND^VA^23219^USA |  |  |  |  | RSLT
OBX | 24 | CWE | 57719-7^Conditions tested for in this newborn screening study [Identifier] in Dried blood spot^LN | 13 | LA12505-6^IVA^LN^87827003^Isovaleryl-CoA dehydrogenase deficiency^SCT |  |  | A |  |  | F |  |  | 201702291252-0500 |  |  |  |  | 201702291252-0500 |  |  |  | VA PHL Richmond | 109 Governor Street^^RICHMOND^VA^23219^USA |  |  |  |  | RSLT
OBX | 25 | CWE | 57719-7^Conditions tested for in this newborn screening study [Identifier] in Dried blood spot^LN | 14 | LA12509-8^MCAD^LN^128596003^Medium-chain acyl-coenzyme A dehydrogenase deficiency^SCT |  |  | N |  |  | F |  |  | 201702291252-0500 |  |  |  |  | 201702291252-0500 |  |  |  | VA PHL Richmond | 109 Governor Street^^RICHMOND^VA^23219^USA |  |  |  |  | RSLT
OBX | 26 | CWE | 57719-7^Conditions tested for in this newborn screening study [Identifier] in Dried blood spot^LN | 15 | LA12510-6^MCD^LN^360369003^Holocarboxylase synthase deficiency^SCT |  |  | N |  |  | F |  |  | 201702291252-0500 |  |  |  |  | 201702291252-0500 |  |  |  | VA PHL Richmond | 109 Governor Street^^RICHMOND^VA^23219^USA |  |  |  |  | RSLT
OBX | 27 | CWE | 57719-7^Conditions tested for in this newborn screening study [Identifier] in Dried blood spot^LN | 16 | LA21168-2^MSUD^LN^27718001^Maple syrup urine disease^SCT |  |  | A |  |  | F |  |  | 201702291252-0500 |  |  |  |  | 201702291252-0500 |  |  |  | VA PHL Richmond | 109 Governor Street^^RICHMOND^VA^23219^USA |  |  |  |  | RSLT
OBX | 28 | CWE | 57719-7^Conditions tested for in this newborn screening study [Identifier] in Dried blood spot^LN | 17 | LA12515-5^MUT^LN^124680001^Deficiency of methylmalonyl-CoA mutase^SCT |  |  | N |  |  | F |  |  | 201702291252-0500 |  |  |  |  | 201702291252-0500 |  |  |  | VA PHL Richmond | 109 Governor Street^^RICHMOND^VA^23219^USA |  |  |  |  | RSLT
OBX | 29 | CWE | 57719-7^Conditions tested for in this newborn screening study [Identifier] in Dried blood spot^LN | 18 | LA12520-5^PKU^LN^7573000^Classical phenylketonuria^SCT |  |  | N |  |  | F |  |  | 201702291252-0500 |  |  |  |  | 201702291252-0500 |  |  |  | VA PHL Richmond | 109 Governor Street^^RICHMOND^VA^23219^USA |  |  |  |  | RSLT
OBX | 30 | CWE | 57719-7^Conditions tested for in this newborn screening study [Identifier] in Dried blood spot^LN | 19 | LA12523-9^PROP^LN^69080001^Propionic acidemia^SCT |  |  | N |  |  | F |  |  | 201702291252-0500 |  |  |  |  | 201702291252-0500 |  |  |  | VA PHL Richmond | 109 Governor Street^^RICHMOND^VA^23219^USA |  |  |  |  | RSLT
OBX | 31 | CWE | 57719-7^Conditions tested for in this newborn screening study [Identifier] in Dried blood spot^LN | 20 | LA12527-0^TFP^LN^237999008^Mitochondrial trifunctional protein deficiency^SCT |  |  | N |  |  | F |  |  | 201702291252-0500 |  |  |  |  | 201702291252-0500 |  |  |  | VA PHL Richmond | 109 Governor Street^^RICHMOND^VA^23219^USA |  |  |  |  | RSLT
OBX | 32 | CWE | 57719-7^Conditions tested for in this newborn screening study [Identifier] in Dried blood spot^LN | 21 | LA12528-8^TYR-1^LN^410056006^Tyrosinaemia type I^SCT |  |  | A |  |  | F |  |  | 201702291252-0500 |  |  |  |  | 201702291252-0500 |  |  |  | VA PHL Richmond | 109 Governor Street^^RICHMOND^VA^23219^USA |  |  |  |  | RSLT
OBX | 33 | CWE | 57719-7^Conditions tested for in this newborn screening study [Identifier] in Dried blood spot^LN | 22 | LA12531-2^VLCAD^LN^237997005^Very long chain acyl-CoA dehydrogenase deficiency^SCT |  |  | N |  |  | F |  |  | 201702291252-0500 |  |  |  |  | 201702291252-0500 |  |  |  | VA PHL Richmond | 109 Governor Street^^RICHMOND^VA^23219^USA |  |  |  |  | RSLT
OBX | 34 | CWE | 57719-7^Conditions tested for in this newborn screening study [Identifier] in Dried blood spot^LN | 23 | LA12507-2^LCHAD^LN^307127004^Isolated long chain hydroxyacyl-CoA dehydrogenase deficiency^SCT |  |  | N |  |  | F |  |  | 201702291252-0500 |  |  |  |  | 201702291252-0500 |  |  |  | VA PHL Richmond | 109 Governor Street^^RICHMOND^VA^23219^USA |  |  |  |  | RSLT
OBX | 35 | CWE | 57719-7^Conditions tested for in this newborn screening study [Identifier] in Dried blood spot^LN | 24 | LA12532-0^BIO^LN^8808004^Biotinidase deficiency^SCT |  |  | N |  |  | F |  |  | 201702291252-0500 |  |  |  |  | 201702291252-0500 |  |  |  | VA PHL Richmond | 109 Governor Street^^RICHMOND^VA^23219^USA |  |  |  |  | RSLT
OBX | 36 | CWE | 57719-7^Conditions tested for in this newborn screening study [Identifier] in Dried blood spot^LN | 25 | LA12533-8^CAH^LN^237751000^Congenital adrenal hyperplasia^SCT |  |  | A |  |  | F |  |  | 201702291252-0500 |  |  |  |  | 201702291252-0500 |  |  |  | VA PHL Richmond | 109 Governor Street^^RICHMOND^VA^23219^USA |  |  |  |  | RSLT
OBX | 37 | CWE | 57719-7^Conditions tested for in this newborn screening study [Identifier] in Dried blood spot^LN | 26 | LA12537-9^CF^LN^190905008^Cystic fibrosis^SCT |  |  | N |  |  | F |  |  | 201702291252-0500 |  |  |  |  | 201702291252-0500 |  |  |  | VA PHL Richmond | 109 Governor Street^^RICHMOND^VA^23219^USA |  |  |  |  | RSLT
OBX | 38 | CWE | 57719-7^Conditions tested for in this newborn screening study [Identifier] in Dried blood spot^LN | 27 | LA12538-7^CH^LN^190268003^Congenital hypothyroidism^SCT |  |  | A |  |  | F |  |  | 201702291252-0500 |  |  |  |  | 201702291252-0500 |  |  |  | VA PHL Richmond | 109 Governor Street^^RICHMOND^VA^23219^USA |  |  |  |  | RSLT
OBX | 39 | CWE | 57719-7^Conditions tested for in this newborn screening study [Identifier] in Dried blood spot^LN | 28 | LA12543-7^GALT^LN^398664009^Deficiency of UTP-hexose-1-phosphate uridylyltransferase^SCT |  |  | N |  |  | F |  |  | 201702291252-0500 |  |  |  |  | 201702291252-0500 |  |  |  | VA PHL Richmond | 109 Governor Street^^RICHMOND^VA^23219^USA |  |  |  |  | RSLT
OBX | 40 | CWE | 57719-7^Conditions tested for in this newborn screening study [Identifier] in Dried blood spot^LN | 29 | LA12614-6^Hb SS-disease (sickle cell anemia)^LN^127040003^Hereditary hemoglobinopathy disorder homozygous for hemoglobin S^SCT |  |  | N |  |  | F |  |  | 201702291252-0500 |  |  |  |  | 201702291252-0500 |  |  |  | VA PHL Richmond | 109 Governor Street^^RICHMOND^VA^23219^USA |  |  |  |  | RSLT
OBX | 41 | CWE | 57719-7^Conditions tested for in this newborn screening study [Identifier] in Dried blood spot^LN | 30 | LA12616-1^Hb SC-disease^LN^35434009^Sickle cell-hemoglobin C disease^SCT |  |  | N |  |  | F |  |  | 201702291252-0500 |  |  |  |  | 201702291252-0500 |  |  |  | VA PHL Richmond | 109 Governor Street^^RICHMOND^VA^23219^USA |  |  |  |  | RSLT
OBX | 42 | CWE | 57719-7^Conditions tested for in this newborn screening study [Identifier] in Dried blood spot^LN | 31 | LA12615-3^Hb S beta-thalassemia^LN^127041004^Sickle cell-beta-thalassemia^SCT |  |  | N |  |  | F |  |  | 201702291252-0500 |  |  |  |  | 201702291252-0500 |  |  |  | VA PHL Richmond | 109 Governor Street^^RICHMOND^VA^23219^USA |  |  |  |  | RSLT
OBX | 43 | CWE | 57719-7^Conditions tested for in this newborn screening study [Identifier] in Dried blood spot^LN | 32 | LA12566-8^SCID^LN^31323000^Severe combined immunodeficiency disease^SCT |  |  | N |  |  | F |  |  | 201702291252-0500 |  |  |  |  | 201702291252-0500 |  |  |  | VA PHL Richmond | 109 Governor Street^^RICHMOND^VA^23219^USA |  |  |  |  | RSLT
SPM | 1 | XXXXX&HospitalSystem&2.16.840.1.114222.XXX&ISO^555550001&VA PHL Richmond&2.16.840.1.114222.4.1.9977&ISO |  | 440500007^Blood spot specimen^SCT | [12 empty] | 201702221854-0500
ORC | RE | XXXXX^HospitalSystem^2.16.840.1.114222.XXX^ISO | 555550001^VA PHL Richmond^2.16.840.1.114222.4.1.9977^ISO | [8 empty] | 321^Rahal^Frederick^^^Dr^^^NPI&2.16.840.1.113883.4.6&ISO^L^^^NPI^^^^^^^^MD | [8 empty] | BON SECOURS ST MARY'S HOSPITAL^^^^^NPI&2.16.840.1.113883.4.6&ISO^XX^^^10614 | 5801 BREMO RD^^RICHMOND^VA^23226^USA^^^51760 | ^^^^^804^2852011
OBR | 2 | XXXXX^HospitalSystem^2.16.840.1.114222.XXX^ISO | 555550001^VA PHL Richmond^2.16.840.1.114222.4.1.9977^ISO | 57717-1^Newborn screen card data panel^LN |  |  | 201702221854-0500 |  |  | COLLECTOR | [5 empty] | 321^Rahal^Frederick^^^Dr^^^NPI&2.16.840.1.113883.4.6&ISO^L^^^NPI^^^^^^^^MD | [5 empty] | 20170229125200-0500 |  |  | F |  |  |  | XXXXX&HospitalSystem&2.16.840.1.114222.XXX&ISO^555550001&VA PHL Richmond&2.16.840.1.114222.4.1.9977&ISO | [20 empty] | 54089-8^Newborn screening panel American Health Information Community (AHIC)^LN
OBX | 1 | TX | 57716-3^State printed on filter paper card [Identifier] in NBS card^LN |  | VA | [5 empty] | F |  |  | 201702221854-0500 | [14 empty] | QST | AOE
OBX | 2 | CWE | 79566-6^Collection method – Dried blood spot^LN |  | LA25402-1^Heel stick^LN | [5 empty] | F |  |  | 201702221854-0500 | [14 empty] | QST | AOE
OBX | 3 | NM | 8339-4^Birth weight Measured^LN |  | 2921 | g^gram^UCUM |  |  |  |  | F |  |  | 201702221854-0500 | [14 empty] | QST | AOE
OBX | 4 | NM | 58229-6^Body weight Measured --when specimen taken^LN |  | 2856 | g^gram^UCUM |  |  |  |  | F |  |  | 201702221854-0500 | [14 empty] | QST | AOE
OBX | 5 | NM | 73806-2^Newborn age in hours^LN |  | 41 | h^hour^UCUM |  |  |  |  | F |  |  | 201702221854-0500 | [14 empty] | QST | AOE
OBX | 6 | CWE | 57722-1^Birth plurality of Pregnancy^LN |  | LA6112-2^1^LN | [5 empty] | F |  |  | 201702221854-0500 | [14 empty] | QST | AOE
OBX | 7 | NM | 57714-8^Obstetric estimation of gestational age^LN |  | 38 | wk^week^UCUM |  |  |  |  | F |  |  | 201702221854-0500 | [14 empty] | QST | AOE
OBX | 8 | CWE | 57713-0^Infant factors that affect newborn screening interpretation^LN |  | LA137-2^None^LN | [5 empty] | F |  |  | 201702221854-0500 | [14 empty] | QST | AOE
OBX | 9 | TX | 67703-9^Other infant factors that affect newborn screening interpretation Narrative^LN |  | None | [5 empty] | F |  |  | 201702221854-0500 | [14 empty] | QST | AOE
OBX | 10 | CWE | 67706-2^Maternal factors that affect newborn screening interpretation^LN |  | LA46-8^Other^LN | [5 empty] | F |  |  | 201702221854-0500 | [14 empty] | QST | AOE
OBX | 11 | TX | 67707-0^Other maternal factors that affect newborn screening interpretation Narrative^LN |  | Mother has Lupus | [5 empty] | F |  |  | 201702221854-0500 | [14 empty] | QST | AOE
OBX | 12 | CWE | 77739-1^Mother’s Hepatitis B virus surface Ag status^LN |  | LA6577-6^Negative^LN | [5 empty] | F |  |  | 201702221854-0500 | [14 empty] | QST | AOE
OBX | 13 | CWE | 57712-2^Mother's education^LN |  | LA12457-0^High school graduate or GED completed^LN | [5 empty] | F |  |  | 201702221854-0500 | [14 empty] | QST | AOE
OBX | 14 | CWE | 67704-7^Feeding types^LN |  | LA16914-6^Breast milk^LN | [5 empty] | F |  |  | 201702221854-0500 | [14 empty] | QST | AOE
OBX | 15 | TX | 67705-4^Other feeding types Narrative^LN |  | None | [5 empty] | F |  |  | 201702221854-0500 | [14 empty] | QST | AOE
OBX | 16 | CWE | 58232-0^Hearing loss risk indicators [Identifier]^LN |  | LA137-2^None^LN | [5 empty] | F |  |  | 201702221854-0500 | [14 empty] | QST | AOE
OBX | 17 | TX | 57723-9^Unique bar code number of Current sample^LN |  | 22820171 | [5 empty] | F |  |  | 201702221854-0500 | [14 empty] | QST | AOE
OBX | 18 | TX | 57711-4^Unique bar code number of Initial sample^LN |  | Not Applicable | [5 empty] | F |  |  | 201702221854-0500 | [14 empty] | QST | AOE
OBX | 19 | CX | 62323-1^Post-discharge provider ID [Identifier]^LN |  | 321 | [5 empty] | F |  |  | 201702221854-0500 | [14 empty] | QST | AOE
OBX | 20 | TX | 62324-9^Post-discharge provider name in Provider^LN |  | Dr. Frederick Rahal | [5 empty] | F |  |  | 201702221854-0500 | [14 empty] | QST | AOE
OBX | 21 | CX | 62325-6^Post-discharge provider practice ID^LN |  | 123 | [5 empty] | F |  |  | 201702221854-0500 | [14 empty] | QST | AOE
OBX | 22 | TX | 62326-4^Post-discharge provider practice name^LN |  | Healthy OB Clinic | [5 empty] | F |  |  | 201702221854-0500 | [14 empty] | QST | AOE
OBX | 23 | XAD | 62327-2^Post-discharge provider practice address^LN |  | 5901 Lakeside Avenue^^Richmond^VA^23228 | [5 empty] | F |  |  | 201702221854-0500 | [14 empty] | QST | AOE
OBX | 24 | XTN | 62328-0^Post-discharge provider practice telephone number^LN |  | ^^^^^804^2669616 | [5 empty] | F |  |  | 201702221854-0500 | [14 empty] | QST | AOE
OBX | 25 | CX | 62329-8^Birth hospital facility ID [Identifier] in Facility^LN |  | 10614 | [5 empty] | F |  |  | 201702221854-0500 | [14 empty] | QST | AOE
OBX | 26 | TX | 62330-6^Birth hospital facility name^LN |  | BON SECOURS ST MARY'S HOSPITAL | [5 empty] | F |  |  | 201702221854-0500 | [14 empty] | QST | AOE
OBX | 27 | XAD | 62331-4^Birth hospital facility address^LN |  | 5801 BREMO RD^^RICHMOND^VA^23226 | [5 empty] | F |  |  | 201702221854-0500 | [14 empty] | QST | AOE
OBX | 28 | XTN | 62332-2^Birth hospital facility phone number in Facility^LN |  | ^^^^^804^2852011 | [5 empty] | F |  |  | 201702221854-0500 | [14 empty] | QST | AOE
SPM | 1 | XXXXX&HospitalSystem&2.16.840.1.114222.XXX&ISO^555550001&VA PHL Richmond&2.16.840.1.114222.4.1.9977&ISO |  | 440500007^Blood spot specimen^SCT | [12 empty] | 201702221854-0500
ORC | RE | XXXXX^HospitalSystem^2.16.840.1.114222.XXX^ISO | 555550001^VA PHL Richmond^2.16.840.1.114222.4.1.9977^ISO | [8 empty] | 321^Rahal^Frederick^^^Dr^^^NPI&2.16.840.1.113883.4.6&ISO^L^^^NPI^^^^^^^^MD | [8 empty] | BON SECOURS ST MARY'S HOSPITAL^^^^^NPI&2.16.840.1.113883.4.6&ISO^XX^^^10614 | 5801 BREMO RD^^RICHMOND^VA^23226^USA^^^51760 | ^^^^^804^2852011
OBR | 3 | XXXXX^HospitalSystem^2.16.840.1.114222.XXX^ISO | 555550001^VA PHL Richmond^2.16.840.1.114222.4.1.9977^ISO | 53261-4^Amino acid newborn screen panel^LN |  |  | 201702221854-0500 |  |  | COLLECTOR | [5 empty] | 321^Rahal^Frederick^^^Dr^^^NPI&2.16.840.1.113883.4.6&ISO^L^^^NPI^^^^^^^^MD | [5 empty] | 20170229125200-0500 |  |  | F |  |  |  | XXXXX&HospitalSystem&2.16.840.1.114222.XXX&ISO^555550001&VA PHL Richmond&2.16.840.1.114222.4.1.9977&ISO | [20 empty] | 54089-8^Newborn screening panel American Health Information Community (AHIC)^LN
OBX | 1 | CWE | 46733-2^Amino acidemias newborn screen interpretation^LN |  | LA18593-6^Out of range^LN |  |  | AA |  |  | F |  |  | 201702291252-0500 |  |  |  |  | 201702291252-0500 |  |  |  | VA PHL Richmond | 109 Governor Street^^RICHMOND^VA^23219^USA |  |  |  |  | RSLT
OBX | 2 | TX | 57710-6^Amino acidemias newborn screening comment-discussion^LN |  | Critical Amino Acid Screen: Because of the apparent CRITICAL VALUES obtained by our laboratory your regional Metabolic Consultant has been notified of these results and will contact you regarding this infant. If you have already received recommendations from your regional metabolic consultant then follow those recommendations. In those cases a repeat NBS may not be necessary. |  |  | AA |  |  | F |  |  | 201702291252-0500 |  |  |  |  | 201702291252-0500 |  |  |  | VA PHL Richmond | 109 Governor Street^^RICHMOND^VA^23219^USA |  |  |  |  | RSLT
OBX | 3 | CWE | 57793-2^Amino acidemia disorder suspected [Identifier] in Dried blood spot^LN |  | LA21168-2^Maple syrup urine disease^LN |  |  | A |  |  | F |  |  | 201702291252-0500 |  |  |  |  | 201702291252-0500 |  |  |  | VA PHL Richmond | 109 Governor Street^^RICHMOND^VA^23219^USA |  |  |  |  | RSLT
OBX | 4 | CWE | 57793-2^Amino acidemia disorder suspected [Identifier] in Dried blood spot^LN |  | LA12496-8^Homocystinuria^LN |  |  | A |  |  | F |  |  | 201702291252-0500 |  |  |  |  | 201702291252-0500 |  |  |  | VA PHL Richmond | 109 Governor Street^^RICHMOND^VA^23219^USA |  |  |  |  | RSLT
OBX | 5 | CWE | 57793-2^Amino acidemia disorder suspected [Identifier] in Dried blood spot^LN |  | LA12528-8^Tyrosinemia type I^LN |  |  | A |  |  | F |  |  | 201702291252-0500 |  |  |  |  | 201702291252-0500 |  |  |  | VA PHL Richmond | 109 Governor Street^^RICHMOND^VA^23219^USA |  |  |  |  | RSLT
OBX | 6 | NM | 42892-0^Citrulline [Moles/volume] in Dried blood spot^LN |  | 32 | umol/L^micromole per liter^UCUM | < 55.00 | N |  |  | F |  |  | 201702291252-0500 |  |  |  |  | 201702291252-0500 |  |  |  | VA PHL Richmond | 109 Governor Street^^RICHMOND^VA^23219^USA |  |  |  |  | RSLT
OBX | 7 | NM | 47700-0^Methionine [Moles/volume] in Dried blood spot^LN |  | 410.25 | umol/L^micromole per liter^UCUM | < 70.00 | AA |  |  | F |  |  | 201702291252-0500 |  |  |  |  | 201702291252-0500 |  |  |  | VA PHL Richmond | 109 Governor Street^^RICHMOND^VA^23219^USA |  |  |  |  | RSLT
OBX | 8 | NM | 53152-5^Alloisoleucine+Isoleucine+ Leucine+Hydroxyproline [Moles/volume] in Dried blood spot^LN |  | 265 | umol/L^micromole per liter^UCUM | < 222.00 | AA |  |  | F |  |  | 201702291252-0500 |  |  |  |  | 201702291252-0500 |  |  |  | VA PHL Richmond | 109 Governor Street^^RICHMOND^VA^23219^USA |  |  |  |  | RSLT
OBX | 9 | NM | 35572-7^Phenylalanine/Tyrosine [Molar ratio] in Dried blood spot^LN |  | 0.2 | {ratio}^ratio^UCUM | < 1.50 | N |  |  | F |  |  | 201702291252-0500 |  |  |  |  | 201702291252-0500 |  |  |  | VA PHL Richmond | 109 Governor Street^^RICHMOND^VA^23219^USA |  |  |  |  | RSLT
OBX | 10 | NM | 29573-3^Phenylalanine [Moles/volume] in Dried blood spot^LN |  | 107.81 | umol/L^micromole per liter^UCUM | < 140.00 | N |  |  | F |  |  | 201702291252-0500 |  |  |  |  | 201702291252-0500 |  |  |  | VA PHL Richmond | 109 Governor Street^^RICHMOND^VA^23219^USA |  |  |  |  | RSLT
OBX | 11 | NM | 53231-7^Succinylacetone [Moles/volume] in Dried blood spot^LN |  | 0.62 | umol/L^micromole per liter^UCUM | < 2.0 | N |  |  | F |  |  | 201702291252-0500 |  |  |  |  | 201702291252-0500 |  |  |  | VA PHL Richmond | 109 Governor Street^^RICHMOND^VA^23219^USA |  |  |  |  | RSLT
OBX | 12 | NM | 35571-9^Tyrosine [Moles/volume] in Dried blood spot^LN |  | 540.36 | umol/L^micromole per liter^UCUM | < 355.00 | AA |  |  | F |  |  | 201702291252-0500 |  |  |  |  | 201702291252-0500 |  |  |  | VA PHL Richmond | 109 Governor Street^^RICHMOND^VA^23219^USA |  |  |  |  | RSLT
SPM | 1 | XXXXX&HospitalSystem&2.16.840.1.114222.XXX&ISO^555550001&VA PHL Richmond&2.16.840.1.114222.4.1.9977&ISO |  | 440500007^Blood spot specimen^SCT | [12 empty] | 201702221854-0500
ORC | RE | XXXXX^HospitalSystem^2.16.840.1.114222.XXX^ISO | 555550001^VA PHL Richmond^2.16.840.1.114222.4.1.9977^ISO | [8 empty] | 321^Rahal^Frederick^^^Dr^^^NPI&2.16.840.1.113883.4.6&ISO^L^^^NPI^^^^^^^^MD | [8 empty] | BON SECOURS ST MARY'S HOSPITAL^^^^^NPI&2.16.840.1.113883.4.6&ISO^XX^^^10614 | 5801 BREMO RD^^RICHMOND^VA^23226^USA^^^51760 | ^^^^^804^2852011
OBR | 4 | XXXXX^HospitalSystem^2.16.840.1.114222.XXX^ISO | 555550001^VA PHL Richmond^2.16.840.1.114222.4.1.9977^ISO | 57084-6^Fatty acid oxidation newborn screen panel^LN |  |  | 201702221854-0500 |  |  | COLLECTOR | [5 empty] | 321^Rahal^Frederick^^^Dr^^^NPI&2.16.840.1.113883.4.6&ISO^L^^^NPI^^^^^^^^MD | [5 empty] | 20170229125200-0500 |  |  | F |  |  |  | XXXXX&HospitalSystem&2.16.840.1.114222.XXX&ISO^555550001&VA PHL Richmond&2.16.840.1.114222.4.1.9977&ISO | [20 empty] | 54089-8^Newborn screening panel American Health Information Community (AHIC)^LN
OBX | 1 | CWE | 46736-5^Fatty acid oxidation defects newborn screen interpretation^LN |  | LA18592-8^In range^LN |  |  | N |  |  | F |  |  | 201702291252-0500 |  |  |  |  | 201702291252-0500 |  |  |  | VA PHL Richmond | 109 Governor Street^^RICHMOND^VA^23219^USA |  |  |  |  | RSLT
OBX | 2 | CWE | 57792-4^Fatty acid oxidation conditions suspected [Identifier] in Dried blood spot^LN |  | LA137-2^None^LN |  |  | N |  |  | F |  |  | 201702291252-0500 |  |  |  |  | 201702291252-0500 |  |  |  | VA PHL Richmond | 109 Governor Street^^RICHMOND^VA^23219^USA |  |  |  |  | RSLT
OBX | 3 | TX | 57709-8^Fatty acid oxidation defects newborn screening comment-discussion^LN |  | Normal |  |  | N |  |  | F |  |  | 201702291252-0500 |  |  |  |  | 201702291252-0500 |  |  |  | VA PHL Richmond | 109 Governor Street^^RICHMOND^VA^23219^USA |  |  |  |  | RSLT
OBX | 4 | NM | 38481-8^Carnitine free (C0) [Moles/volume] in Dried blood spot^LN |  | 58.95 | umol/L^micromole per liter^UCUM | > 9.20 | N |  |  | F |  |  | 201702291252-0500 |  |  |  |  | 201702291252-0500 |  |  |  | VA PHL Richmond | 109 Governor Street^^RICHMOND^VA^23219^USA |  |  |  |  | RSLT
OBX | 5 | NM | 45197-1^Decanoylcarnitine (C10) [Moles/volume] in Dried blood spot^LN |  | 0.1 | umol/L^micromole per liter^UCUM | < 0.55 | N |  |  | F |  |  | 201702291252-0500 |  |  |  |  | 201702291252-0500 |  |  |  | VA PHL Richmond | 109 Governor Street^^RICHMOND^VA^23219^USA |  |  |  |  | RSLT
OBX | 6 | NM | 53192-1^Tetradecanoylcarnitine (C14) [Moles/volume] in Dried blood spot^LN |  | 0.11 | umol/L^micromole per liter^UCUM | < 0.70 | N |  |  | F |  |  | 201702291252-0500 |  |  |  |  | 201702291252-0500 |  |  |  | VA PHL Richmond | 109 Governor Street^^RICHMOND^VA^23219^USA |  |  |  |  | RSLT
OBX | 7 | NM | 53191-3^Tetradecenoylcarnitine (C14:1) [Moles/volume] in Dried blood spot^LN |  | 0.1 | umol/L^micromole per liter^UCUM | < 0.66 | N |  |  | F |  |  | 201702291252-0500 |  |  |  |  | 201702291252-0500 |  |  |  | VA PHL Richmond | 109 Governor Street^^RICHMOND^VA^23219^USA |  |  |  |  | RSLT
OBX | 8 | NM | 53199-6^Palmitoylcarnitine (C16) [Moles/volume] in Dried blood spot^LN |  | 0.85 | umol/L^micromole per liter^UCUM | < 7.79 | N |  |  | F |  |  | 201702291252-0500 |  |  |  |  | 201702291252-0500 |  |  |  | VA PHL Richmond | 109 Governor Street^^RICHMOND^VA^23219^USA |  |  |  |  | RSLT
OBX | 9 | NM | 50125-4^3-Hydroxypalmitoylcarnitine (C16-OH) [Moles/volume] in Dried blood spot^LN |  | 0.02 | umol/L^micromole per liter^UCUM | < 0.10 | N |  |  | F |  |  | 201702291252-0500 |  |  |  |  | 201702291252-0500 |  |  |  | VA PHL Richmond | 109 Governor Street^^RICHMOND^VA^23219^USA |  |  |  |  | RSLT
OBX | 10 | NM | 50113-0^3-Hydroxyoleoylcarnitine (C18:1-OH) [Moles/volume] in Dried blood spot^LN |  | 0.02 | umol/L^micromole per liter^UCUM | < 0.11 | N |  |  | F |  |  | 201702291252-0500 |  |  |  |  | 201702291252-0500 |  |  |  | VA PHL Richmond | 109 Governor Street^^RICHMOND^VA^23219^USA |  |  |  |  | RSLT
OBX | 11 | NM | 45211-0^Hexanoylcarnitine (C6) [Moles/volume] in Dried blood spot^LN |  | 0 .07 | umol/L^micromole per liter^UCUM | < 0 .59 | N |  |  | F |  |  | 201702291252-0500 |  |  |  |  | 201702291252-0500 |  |  |  | VA PHL Richmond | 109 Governor Street^^RICHMOND^VA^23219^USA |  |  |  |  | RSLT
OBX | 12 | NM | 53175-6^Octanoylcarnitine (C8) [Moles/volume] in Dried blood spot^LN |  | 0.16 | umol/L^micromole per liter^UCUM | < 0.50 | N |  |  | F |  |  | 201702291252-0500 |  |  |  |  | 201702291252-0500 |  |  |  | VA PHL Richmond | 109 Governor Street^^RICHMOND^VA^23219^USA |  |  |  |  | RSLT
OBX | 13 | NM | 53177-2^Octanoylcarnitine (C8)/Decanoylcarnitine (C10) [Molar ratio] in Dried blood spot^LN |  | 1.69 | {ratio}^ratio^UCUM | < 3.00 | N |  |  | F |  |  | 201702291252-0500 |  |  |  |  | 201702291252-0500 |  |  |  | VA PHL Richmond | 109 Governor Street^^RICHMOND^VA^23219^USA |  |  |  |  | RSLT
SPM | 1 | XXXXX&HospitalSystem&2.16.840.1.114222.XXX&ISO^555550001&VA PHL Richmond&2.16.840.1.114222.4.1.9977&ISO |  | 440500007^Blood spot specimen^SCT | [12 empty] | 201702221854-0500
ORC | RE | XXXXX^HospitalSystem^2.16.840.1.114222.XXX^ISO | 555550001^VA PHL Richmond^2.16.840.1.114222.4.1.9977^ISO | [8 empty] | 321^Rahal^Frederick^^^Dr^^^NPI&2.16.840.1.113883.4.6&ISO^L^^^NPI^^^^^^^^MD | [8 empty] | BON SECOURS ST MARY'S HOSPITAL^^^^^NPI&2.16.840.1.113883.4.6&ISO^XX^^^10614 | 5801 BREMO RD^^RICHMOND^VA^23226^USA^^^51760 | ^^^^^804^2852011
OBR | 5 | XXXXX^HospitalSystem^2.16.840.1.114222.XXX^ISO | 555550001^VA PHL Richmond^2.16.840.1.114222.4.1.9977^ISO | 57085-3^Organic acid newborn screen panel^LN |  |  | 201702221854-0500 |  |  | COLLECTOR | [5 empty] | 321^Rahal^Frederick^^^Dr^^^NPI&2.16.840.1.113883.4.6&ISO^L^^^NPI^^^^^^^^MD | [5 empty] | 20170229125200-0500 |  |  | F |  |  |  | XXXXX&HospitalSystem&2.16.840.1.114222.XXX&ISO^555550001&VA PHL Richmond&2.16.840.1.114222.4.1.9977&ISO | [20 empty] | 54089-8^Newborn screening panel American Health Information Community (AHIC)^LN
OBX | 1 | CWE | 46744-9^Organic acidemias newborn screen interpretation^LN |  | LA18593-6^Out of range^LN |  |  | A |  |  | F |  |  | 201702291252-0500 |  |  |  |  | 201702291252-0500 |  |  |  | VA PHL Richmond | 109 Governor Street^^RICHMOND^VA^23219^USA |  |  |  |  | RSLT
OBX | 2 | CWE | 57791-6^Organic acidemia conditions suspected [Identifier] in Dried blood spot^LN |  | LA12505-6^Isovaleric acidemia^LN |  |  | A |  |  | F |  |  | 201702291252-0500 |  |  |  |  | 201702291252-0500 |  |  |  | VA PHL Richmond | 109 Governor Street^^RICHMOND^VA^23219^USA |  |  |  |  | RSLT
OBX | 3 | TX | 57708-0^Organic acidemias defects newborn screening comment-discussion^LN |  | Abnormal Organic Acidemia Screen: It is necessary that our laboratory confirm these findings by performing additional testing on a repeat filter paper blood spot collected by a heelstick from the infant. Please submit this sample to us AS SOON AS POSSIBLE with all pertinent requested information. The results will be forwarded to you as soon as they are available. If the infant seems well you should instruct the family to feed the infant every 3-4 hours until repeat tests are available. If the infant is lethargic or ill you should check the child's blood glucose pH blood ammonia and electrolytes evaluate for sepsis admit the child to the hospital for IV hydration and continuedmonitoring and therapy. Also you should contact the regional metabolic treatment center for additional advice. |  |  | A |  |  | F |  |  | 201702291252-0500 |  |  |  |  | 201702291252-0500 |  |  |  | VA PHL Richmond | 109 Governor Street^^RICHMOND^VA^23219^USA |  |  |  |  | RSLT
OBX | 4 | NM | 50157-7^Acetylcarnitine (C2) [Moles/volume] in Dried blood spot^LN |  | 36.72 | umol/L^micromole per liter^UCUM | < 200.00 | N |  |  | F |  |  | 201702291252-0500 |  |  |  |  | 201702291252-0500 |  |  |  | VA PHL Richmond | 109 Governor Street^^RICHMOND^VA^23219^USA |  |  |  |  | RSLT
OBX | 5 | NM | 53160-8^Propionylcarnitine (C3) [Moles/volume] in Dried blood spot^LN |  | 5.16 | umol/L^micromole per liter^UCUM | < 7.30 | N |  |  | F |  |  | 201702291252-0500 |  |  |  |  | 201702291252-0500 |  |  |  | VA PHL Richmond | 109 Governor Street^^RICHMOND^VA^23219^USA |  |  |  |  | RSLT
OBX | 6 | NM | 53163-2^Propionylcarnitine (C3)/Acetylcarnitine (C2) [Molar ratio] in Dried blood spot^LN |  | 0.14 | {ratio}^ratio^UCUM | < 0.32 | N |  |  | F |  |  | 201702291252-0500 |  |  |  |  | 201702291252-0500 |  |  |  | VA PHL Richmond | 109 Governor Street^^RICHMOND^VA^23219^USA |  |  |  |  | RSLT
OBX | 7 | NM | 45222-7^Methylmalonylcarnitine (C4-DC) [Moles/volume] in Dried blood spot^LN |  | 0.1 | umol/L^micromole per liter^UCUM | < 1.00 | N |  |  | F |  |  | 201702291252-0500 |  |  |  |  | 201702291252-0500 |  |  |  | VA PHL Richmond | 109 Governor Street^^RICHMOND^VA^23219^USA |  |  |  |  | RSLT
OBX | 8 | NM | 45216-9^Isovalerylcarnitine+Methylbutyrylcarnitine (C5) [Moles/volume] in Dried blood spot^LN |  | 1.45 | umol/L^micromole per liter^UCUM | < 0.87 | A |  |  | F |  |  | 201702291252-0500 |  |  |  |  | 201702291252-0500 |  |  |  | VA PHL Richmond | 109 Governor Street^^RICHMOND^VA^23219^USA |  |  |  |  | RSLT
OBX | 9 | NM | 53170-7^Tiglylcarnitine (C5:1) [Moles/volume] in Dried blood spot^LN |  | 0.03 | umol/L^micromole per liter^UCUM | < 0.10 | N |  |  | F |  |  | 201702291252-0500 |  |  |  |  | 201702291252-0500 |  |  |  | VA PHL Richmond | 109 Governor Street^^RICHMOND^VA^23219^USA |  |  |  |  | RSLT
OBX | 10 | NM | 45207-8^Glutarylcarnitine (C5-DC) [Moles/volume] in Dried blood spot^LN |  | 0.06 | umol/L^micromole per liter^UCUM | < 0.25 | N |  |  | F |  |  | 201702291252-0500 |  |  |  |  | 201702291252-0500 |  |  |  | VA PHL Richmond | 109 Governor Street^^RICHMOND^VA^23219^USA |  |  |  |  | RSLT
OBX | 11 | NM | 50106-4^3-Hydroxyisovalerylcarnitine (C5-OH) [Moles/volume] in Dried blood spot^LN |  | 0.25 | umol/L^micromole per liter^UCUM | < 1.00 | N |  |  | F |  |  | 201702291252-0500 |  |  |  |  | 201702291252-0500 |  |  |  | VA PHL Richmond | 109 Governor Street^^RICHMOND^VA^23219^USA |  |  |  |  | RSLT
SPM | 1 | XXXXX&HospitalSystem&2.16.840.1.114222.XXX&ISO^555550001&VA PHL Richmond&2.16.840.1.114222.4.1.9977&ISO |  | 440500007^Blood spot specimen^SCT | [12 empty] | 201702221854-0500
ORC | RE | XXXXX^HospitalSystem^2.16.840.1.114222.XXX^ISO | 555550001^VA PHL Richmond^2.16.840.1.114222.4.1.9977^ISO | [8 empty] | 321^Rahal^Frederick^^^Dr^^^NPI&2.16.840.1.113883.4.6&ISO^L^^^NPI^^^^^^^^MD | [8 empty] | BON SECOURS ST MARY'S HOSPITAL^^^^^NPI&2.16.840.1.113883.4.6&ISO^XX^^^10614 | 5801 BREMO RD^^RICHMOND^VA^23226^USA^^^51760 | ^^^^^804^2852011
OBR | 6 | XXXXX^HospitalSystem^2.16.840.1.114222.XXX^ISO | 555550001^VA PHL Richmond^2.16.840.1.114222.4.1.9977^ISO | 54078-1^Cystic fibrosis newborn screening panel^LN |  |  | 201702221854-0500 |  |  | COLLECTOR | [5 empty] | 321^Rahal^Frederick^^^Dr^^^NPI&2.16.840.1.113883.4.6&ISO^L^^^NPI^^^^^^^^MD | [5 empty] | 20170229125200-0500 |  |  | F |  |  |  | XXXXX&HospitalSystem&2.16.840.1.114222.XXX&ISO^555550001&VA PHL Richmond&2.16.840.1.114222.4.1.9977&ISO | [20 empty] | 54089-8^Newborn screening panel American Health Information Community (AHIC)^LN
OBX | 1 | CWE | 46769-6^Cystic fibrosis newborn screen interpretation^LN |  | LA18592-8^In range^LN |  |  | N |  |  | F |  |  | 201702291252-0500 |  |  |  |  | 201702291252-0500 |  |  |  | VA PHL Richmond | 109 Governor Street^^RICHMOND^VA^23219^USA |  |  |  |  | RSLT
OBX | 2 | TX | 57707-2^Cystic fibrosis newborn screening comment-discussion^LN |  | Normal |  |  | N |  |  | F |  |  | 201702291252-0500 |  |  |  |  | 201702291252-0500 |  |  |  | VA PHL Richmond | 109 Governor Street^^RICHMOND^VA^23219^USA |  |  |  |  | RSLT
OBX | 3 | NM | 48633-2^Trypsinogen I Free [Mass/volume] in Dried blood spot^LN |  | 34.4 | ng/mL^NanoGrams Per MilliLiter^UCUM | < Daily 4% | N |  |  | F |  |  | 201702291252-0500 |  |  |  |  | 201702291252-0500 |  |  |  | VA PHL Richmond | 109 Governor Street^^RICHMOND^VA^23219^USA |  |  |  |  | RSLT
SPM | 1 | XXXXX&HospitalSystem&2.16.840.1.114222.XXX&ISO^555550001&VA PHL Richmond&2.16.840.1.114222.4.1.9977&ISO |  | 440500007^Blood spot specimen^SCT | [12 empty] | 201702221854-0500
ORC | RE | XXXXX^HospitalSystem^2.16.840.1.114222.XXX^ISO | 555550001^VA PHL Richmond^2.16.840.1.114222.4.1.9977^ISO | [8 empty] | 321^Rahal^Frederick^^^Dr^^^NPI&2.16.840.1.113883.4.6&ISO^L^^^NPI^^^^^^^^MD | [8 empty] | BON SECOURS ST MARY'S HOSPITAL^^^^^NPI&2.16.840.1.113883.4.6&ISO^XX^^^10614 | 5801 BREMO RD^^RICHMOND^VA^23226^USA^^^51760 | ^^^^^804^2852011
OBR | 7 | XXXXX^HospitalSystem^2.16.840.1.114222.XXX^ISO | 555550001^VA PHL Richmond^2.16.840.1.114222.4.1.9977^ISO | 57086-1^Congenital adrenal hyperplasia (CAH) newborn screening panel^LN |  |  | 201702221854-0500 |  |  | COLLECTOR | [5 empty] | 321^Rahal^Frederick^^^Dr^^^NPI&2.16.840.1.113883.4.6&ISO^L^^^NPI^^^^^^^^MD | [5 empty] | 20170229125200-0500 |  |  | F |  |  |  | XXXXX&HospitalSystem&2.16.840.1.114222.XXX&ISO^555550001&VA PHL Richmond&2.16.840.1.114222.4.1.9977&ISO | [20 empty] | 54089-8^Newborn screening panel American Health Information Community (AHIC)^LN
OBX | 1 | CWE | 46758-9^Congenital adrenal hyperplasia newborn screen interpretation^LN |  | LA18593-6^Out of range^LN |  |  | A |  |  | F |  |  | 201702291252-0500 |  |  |  |  | 201702291252-0500 |  |  |  | VA PHL Richmond | 109 Governor Street^^RICHMOND^VA^23219^USA |  |  |  |  | RSLT
OBX | 2 | TX | 57706-4^Congenital adrenal hyperplasia newborn screening comment- discussion^LN |  | Abnormal Congenital Adrenal Hyperplasia Screen: It is necessary that our laboratory confirm these findings by performing additional testing on a repeat filter paper blood spot collected by a heelstick from the infant. Please submit this sample to us AS SOON AS POSSIBLE with all pertinent requested information. The results will be forwarded to you as soon as they are available. |  |  | A |  |  | F |  |  | 201702291252-0500 |  |  |  |  | 201702291252-0500 |  |  |  | VA PHL Richmond | 109 Governor Street^^RICHMOND^VA^23219^USA |  |  |  |  | RSLT
OBX | 3 | NM | 38473-5^17-Hydroxyprogesterone [Mass/volume] in Dried blood spot^LN |  | 27.6 | ug/dL^microgram per deciliter^UCUM | <25 | A |  |  | F |  |  | 201702291252-0500 |  |  |  |  | 201702291252-0500 |  |  |  | VA PHL Richmond | 109 Governor Street^^RICHMOND^VA^23219^USA |  |  |  |  | RSLT
SPM | 1 | XXXXX&HospitalSystem&2.16.840.1.114222.XXX&ISO^555550001&VA PHL Richmond&2.16.840.1.114222.4.1.9977&ISO |  | 440500007^Blood spot specimen^SCT | [12 empty] | 201702221854-0500
ORC | RE | XXXXX^HospitalSystem^2.16.840.1.114222.XXX^ISO | 555550001^VA PHL Richmond^2.16.840.1.114222.4.1.9977^ISO | [8 empty] | 321^Rahal^Frederick^^^Dr^^^NPI&2.16.840.1.113883.4.6&ISO^L^^^NPI^^^^^^^^MD | [8 empty] | BON SECOURS ST MARY'S HOSPITAL^^^^^NPI&2.16.840.1.113883.4.6&ISO^XX^^^10614 | 5801 BREMO RD^^RICHMOND^VA^23226^USA^^^51760 | ^^^^^804^2852011
OBR | 8 | XXXXX^HospitalSystem^2.16.840.1.114222.XXX^ISO | 555550001^VA PHL Richmond^2.16.840.1.114222.4.1.9977^ISO | 54090-6^Thyroid newborn screening panel^LN |  |  | 201702221854-0500 |  |  | COLLECTOR | [5 empty] | 321^Rahal^Frederick^^^Dr^^^NPI&2.16.840.1.113883.4.6&ISO^L^^^NPI^^^^^^^^MD | [5 empty] | 20170229125200-0500 |  |  | F |  |  |  | XXXXX&HospitalSystem&2.16.840.1.114222.XXX&ISO^555550001&VA PHL Richmond&2.16.840.1.114222.4.1.9977&ISO | [20 empty] | 54089-8^Newborn screening panel American Health Information Community (AHIC)^LN
OBX | 1 | CWE | 46762-1^Congenital hypothyroidism newborn screen interpretation^LN |  | LA18593-6^Out of range^LN |  |  | A |  |  | F |  |  | 201702291252-0500 |  |  |  |  | 201702291252-0500 |  |  |  | VA PHL Richmond | 109 Governor Street^^RICHMOND^VA^23219^USA |  |  |  |  | RSLT
OBX | 2 | TX | 57705-6^Congenital hypothyroidism newborn screening comment-discussion^LN |  | Abnormal Congenital Hypothyroidism Screen:It is necessary that our laboratory confirm these findings by performing additional testing on a repeat filter paper blood spot collected by a heelstick from the infant. Please submit this sample to us AS SOON AS POSSIBLE with all pertinent requested information. The results will be forwarded to you as soon as they are available. |  |  | A |  |  | F |  |  | 201702291252-0500 |  |  |  |  | 201702291252-0500 |  |  |  | VA PHL Richmond | 109 Governor Street^^RICHMOND^VA^23219^USA |  |  |  |  | RSLT
OBX | 3 | NM | 31144-9^Thyroxine (T4) [Mass/volume] in Dried blood spot^LN |  | 5.2 | ug/dL^microgram per deciliter^UCUM | > 5.5 | A |  |  | F |  |  | 201702291252-0500 |  |  |  |  | 201702291252-0500 |  |  |  | VA PHL Richmond | 109 Governor Street^^RICHMOND^VA^23219^USA |  |  |  |  | RSLT
OBX | 4 | NM | 29575-8^Thyrotropin [Units/volume] in Dried blood spot^LN |  | <2.22 |  | <25 | N |  |  | F |  |  | 201702291252-0500 |  |  |  |  | 201702291252-0500 |  |  |  | VA PHL Richmond | 109 Governor Street^^RICHMOND^VA^23219^USA |  |  |  |  | RSLT
SPM | 1 | XXXXX&HospitalSystem&2.16.840.1.114222.XXX&ISO^555550001&VA PHL Richmond&2.16.840.1.114222.4.1.9977&ISO |  | 440500007^Blood spot specimen^SCT | [12 empty] | 201702221854-0500
ORC | RE | XXXXX^HospitalSystem^2.16.840.1.114222.XXX^ISO | 555550001^VA PHL Richmond^2.16.840.1.114222.4.1.9977^ISO | [8 empty] | 321^Rahal^Frederick^^^Dr^^^NPI&2.16.840.1.113883.4.6&ISO^L^^^NPI^^^^^^^^MD | [8 empty] | BON SECOURS ST MARY'S HOSPITAL^^^^^NPI&2.16.840.1.113883.4.6&ISO^XX^^^10614 | 5801 BREMO RD^^RICHMOND^VA^23226^USA^^^51760 | ^^^^^804^2852011
OBR | 9 | XXXXX^HospitalSystem^2.16.840.1.114222.XXX^ISO | 555550001^VA PHL Richmond^2.16.840.1.114222.4.1.9977^ISO | 54079-9^Galactosemia newborn screening panel^LN |  |  | 201702221854-0500 |  |  | COLLECTOR | [5 empty] | 321^Rahal^Frederick^^^Dr^^^NPI&2.16.840.1.113883.4.6&ISO^L^^^NPI^^^^^^^^MD | [5 empty] | 20170229125200-0500 |  |  | F |  |  |  | XXXXX&HospitalSystem&2.16.840.1.114222.XXX&ISO^555550001&VA PHL Richmond&2.16.840.1.114222.4.1.9977&ISO | [20 empty] | 54089-8^Newborn screening panel American Health Information Community (AHIC)^LN
OBX | 1 | CWE | 46737-3^Galactosemias newborn screen interpretation^LN |  | LA18592-8^In range^LN |  |  | N |  |  | F |  |  | 201702291252-0500 |  |  |  |  | 201702291252-0500 |  |  |  | VA PHL Richmond | 109 Governor Street^^RICHMOND^VA^23219^USA |  |  |  |  | RSLT
OBX | 2 | TX | 57704-9^Galactosemias newborn screening comment-discussion^LN |  | Normal |  |  | N |  |  | F |  |  | 201702291252-0500 |  |  |  |  | 201702291252-0500 |  |  |  | VA PHL Richmond | 109 Governor Street^^RICHMOND^VA^23219^USA |  |  |  |  | RSLT
OBX | 3 | NM | 42906-8^Galactose 1 phosphate uridyl transferase [Enzymatic activity/volume] in Dried blood spot^LN |  | 20.8 | U/dL^enzyme unit per DeciLiter ^UCUM | > 5.5 | N |  |  | F |  |  | 201702291252-0500 |  |  |  |  | 201702291252-0500 |  |  |  | VA PHL Richmond | 109 Governor Street^^RICHMOND^VA^23219^USA |  |  |  |  | RSLT
SPM | 1 | XXXXX&HospitalSystem&2.16.840.1.114222.XXX&ISO^555550001&VA PHL Richmond&2.16.840.1.114222.4.1.9977&ISO |  | 440500007^Blood spot specimen^SCT | [12 empty] | 201702221854-0500
ORC | RE | XXXXX^HospitalSystem^2.16.840.1.114222.XXX^ISO | 555550001^VA PHL Richmond^2.16.840.1.114222.4.1.9977^ISO | [8 empty] | 321^Rahal^Frederick^^^Dr^^^NPI&2.16.840.1.113883.4.6&ISO^L^^^NPI^^^^^^^^MD | [8 empty] | BON SECOURS ST MARY'S HOSPITAL^^^^^NPI&2.16.840.1.113883.4.6&ISO^XX^^^10614 | 5801 BREMO RD^^RICHMOND^VA^23226^USA^^^51760 | ^^^^^804^2852011
OBR | 10 | XXXXX^HospitalSystem^2.16.840.1.114222.XXX^ISO | 555550001^VA PHL Richmond^2.16.840.1.114222.4.1.9977^ISO | 54081-5^Hemoglobinopathies newborn screening panel^LN |  |  | 201702221854-0500 |  |  | COLLECTOR | [5 empty] | 321^Rahal^Frederick^^^Dr^^^NPI&2.16.840.1.113883.4.6&ISO^L^^^NPI^^^^^^^^MD | [5 empty] | 20170229125200-0500 |  |  | F |  |  |  | XXXXX&HospitalSystem&2.16.840.1.114222.XXX&ISO^555550001&VA PHL Richmond&2.16.840.1.114222.4.1.9977&ISO | [20 empty] | 54089-8^Newborn screening panel American Health Information Community (AHIC)^LN
OBX | 1 | CWE | 46740-7^Hemoglobin disorders newborn screen interpretation^LN |  | LA18593-6^Out of range^LN |  |  | A |  |  | F |  |  | 201702291252-0500 |  |  |  |  | 201702291252-0500 |  |  |  | VA PHL Richmond | 109 Governor Street^^RICHMOND^VA^23219^USA |  |  |  |  | RSLT
OBX | 2 | TX | 57703-1^Hemoglobin disorders newborn screening comment-discussion^LN |  | Abnormal Hemoglobinopathy Screen: Result indicates hemoglobin pattern consistent with normal band (FA) and a non-sickling non-disease causing hemoglobin band identified as "V." This completes the hemoglobinopathy screening. |  |  | A |  |  | F |  |  | 201702291252-0500 |  |  |  |  | 201702291252-0500 |  |  |  | VA PHL Richmond | 109 Governor Street^^RICHMOND^VA^23219^USA |  |  |  |  | RSLT
SPM | 1 | XXXXX&HospitalSystem&2.16.840.1.114222.XXX&ISO^555550001&VA PHL Richmond&2.16.840.1.114222.4.1.9977&ISO |  | 440500007^Blood spot specimen^SCT | [12 empty] | 201702221854-0500
ORC | RE | XXXXX^HospitalSystem^2.16.840.1.114222.XXX^ISO | 555550001^VA PHL Richmond^2.16.840.1.114222.4.1.9977^ISO | [8 empty] | 321^Rahal^Frederick^^^Dr^^^NPI&2.16.840.1.113883.4.6&ISO^L^^^NPI^^^^^^^^MD | [8 empty] | BON SECOURS ST MARY'S HOSPITAL^^^^^NPI&2.16.840.1.113883.4.6&ISO^XX^^^10614 | 5801 BREMO RD^^RICHMOND^VA^23226^USA^^^51760 | ^^^^^804^2852011
OBR | 11 | XXXXX^HospitalSystem^2.16.840.1.114222.XXX^ISO | 555550001^VA PHL Richmond^2.16.840.1.114222.4.1.9977^ISO | 64116-7^Hemoglobin observations newborn screening panel^LN |  |  | 201702221854-0500 |  |  | COLLECTOR | [5 empty] | 321^Rahal^Frederick^^^Dr^^^NPI&2.16.840.1.113883.4.6&ISO^L^^^NPI^^^^^^^^MD | [5 empty] | 20170229125200-0500 |  |  | F |  |  |  | XXXXX&HospitalSystem&2.16.840.1.114222.XXX&ISO^555550001&VA PHL Richmond&2.16.840.1.114222.4.1.9977&ISO | [20 empty] | 54089-8^Newborn screening panel American Health Information Community (AHIC)^LN
OBX | 1 | CWE | 64117-5^Most predominant hemoglobin in Dried blood spot^LN |  | LA16208-3^Hb F^LN |  |  | N |  |  | F |  |  | 201702291252-0500 |  |  |  |  | 201702291252-0500 |  |  |  | VA PHL Richmond | 109 Governor Street^^RICHMOND^VA^23219^USA |  |  |  |  | RSLT
OBX | 2 | CWE | 64118-3^Second most predominant hemoglobin in Dried blood spot^LN |  | LA16209-1^Hb A^LN |  |  | N |  |  | F |  |  | 201702291252-0500 |  |  |  |  | 201702291252-0500 |  |  |  | VA PHL Richmond | 109 Governor Street^^RICHMOND^VA^23219^USA |  |  |  |  | RSLT
OBX | 3 | CWE | 64119-1^Third most predominant hemoglobin in Dried blood spot^LN |  | LA16223-2^Hb unidentified^LN |  |  | A |  |  | F |  |  | 201702291252-0500 |  |  |  |  | 201702291252-0500 |  |  |  | VA PHL Richmond | 109 Governor Street^^RICHMOND^VA^23219^USA |  |  |  |  | RSLT
SPM | 1 | XXXXX&HospitalSystem&2.16.840.1.114222.XXX&ISO^555550001&VA PHL Richmond&2.16.840.1.114222.4.1.9977&ISO |  | 440500007^Blood spot specimen^SCT | [12 empty] | 201702221854-0500
ORC | RE | XXXXX^HospitalSystem^2.16.840.1.114222.XXX^ISO | 555550001^VA PHL Richmond^2.16.840.1.114222.4.1.9977^ISO | [8 empty] | 321^Rahal^Frederick^^^Dr^^^NPI&2.16.840.1.113883.4.6&ISO^L^^^NPI^^^^^^^^MD | [8 empty] | BON SECOURS ST MARY'S HOSPITAL^^^^^NPI&2.16.840.1.113883.4.6&ISO^XX^^^10614 | 5801 BREMO RD^^RICHMOND^VA^23226^USA^^^51760 | ^^^^^804^2852011
OBR | 12 | XXXXX^HospitalSystem^2.16.840.1.114222.XXX^ISO | 555550001^VA PHL Richmond^2.16.840.1.114222.4.1.9977^ISO | 57087-9^Biotinidase newborn screening panel^LN |  |  | 201702221854-0500 |  |  | COLLECTOR | [5 empty] | 321^Rahal^Frederick^^^Dr^^^NPI&2.16.840.1.113883.4.6&ISO^L^^^NPI^^^^^^^^MD | [5 empty] | 20170229125200-0500 |  |  | F |  |  |  | XXXXX&HospitalSystem&2.16.840.1.114222.XXX&ISO^555550001&VA PHL Richmond&2.16.840.1.114222.4.1.9977&ISO | [20 empty] | 54089-8^Newborn screening panel American Health Information Community (AHIC)^LN
OBX | 1 | CWE | 46761-3^Biotinidase deficiency newborn screen interpretation^LN |  | LA18592-8^In range^LN |  |  | N |  |  | F |  |  | 201702291252-0500 |  |  |  |  | 201702291252-0500 |  |  |  | VA PHL Richmond | 109 Governor Street^^RICHMOND^VA^23219^USA |  |  |  |  | RSLT
OBX | 2 | TX | 57699-1^Biotinidase deficiency newborn screening comment-discussion^LN |  | Normal |  |  | N |  |  | F |  |  | 201702291252-0500 |  |  |  |  | 201702291252-0500 |  |  |  | VA PHL Richmond | 109 Governor Street^^RICHMOND^VA^23219^USA |  |  |  |  | RSLT
OBX | 3 | NM | 75217-0^Biotinidase [Enzymatic activity/volume] in Dried blood spot^LN |  | 187.8 | U/dL^enzyme unit per DeciLiter ^UCUM | > 60 | N |  |  | F |  |  | 201702291252-0500 |  |  |  |  | 201702291252-0500 |  |  |  | VA PHL Richmond | 109 Governor Street^^RICHMOND^VA^23219^USA |  |  |  |  | RSLT
SPM | 1 | XXXXX&HospitalSystem&2.16.840.1.114222.XXX&ISO^555550001&VA PHL Richmond&2.16.840.1.114222.4.1.9977&ISO |  | 440500007^Blood spot specimen^SCT | [12 empty] | 201702221854-0500
ORC | RE | XXXXX^HospitalSystem^2.16.840.1.114222.XXX^ISO | 555550001^VA PHL Richmond^2.16.840.1.114222.4.1.9977^ISO | [8 empty] | 321^Rahal^Frederick^^^Dr^^^NPI&2.16.840.1.113883.4.6&ISO^L^^^NPI^^^^^^^^MD | [8 empty] | BON SECOURS ST MARY'S HOSPITAL^^^^^NPI&2.16.840.1.113883.4.6&ISO^XX^^^10614 | 5801 BREMO RD^^RICHMOND^VA^23226^USA^^^51760 | ^^^^^804^2852011
OBR | 13 | XXXXX^HospitalSystem^2.16.840.1.114222.XXX^ISO | 555550001^VA PHL Richmond^2.16.840.1.114222.4.1.9977^ISO | 62333-0^Severe combined newborn screening immunodeficiency (SCID) panel in Dried blood spot^LN |  |  | 201702221854-0500 |  |  | COLLECTOR | [5 empty] | 321^Rahal^Frederick^^^Dr^^^NPI&2.16.840.1.113883.4.6&ISO^L^^^NPI^^^^^^^^MD | [5 empty] | 20170229125200-0500 |  |  | F |  |  |  | XXXXX&HospitalSystem&2.16.840.1.114222.XXX&ISO^555550001&VA PHL Richmond&2.16.840.1.114222.4.1.9977&ISO | [20 empty] | 54089-8^Newborn screening panel American Health Information Community (AHIC)^LN
OBX | 1 | CWE | 62321-5^Severe combined immunodeficiency newborn screen interpretation^LN |  | LA18592-8^In range^LN |  |  | N |  |  | F |  |  | 201702291252-0500 |  |  |  |  | 201702291252-0500 |  |  |  | VA PHL Richmond | 109 Governor Street^^RICHMOND^VA^23219^USA |  |  |  |  | RSLT
OBX | 2 | TX | 62322-3^Severe combined immunodeficiency newborn screening comment-discussion^LN |  | Normal |  |  | N |  |  | F |  |  | 201702291252-0500 |  |  |  |  | 201702291252-0500 |  |  |  | VA PHL Richmond | 109 Governor Street^^RICHMOND^VA^23219^USA |  |  |  |  | RSLT
OBX | 3 | NM | 62320-7^T-cell receptor excision circle [#/volume] in Dried blood spot by Probe and target amplification method^LN |  | 33.66 | {Ct}^crossing threshold^UCUM | < 35.5 | N |  |  | F |  |  | 201702291252-0500 |  |  |  |  | 201702291252-0500 |  |  |  | VA PHL Richmond | 109 Governor Street^^RICHMOND^VA^23219^USA |  |  |  |  | RSLT
SPM | 1 | XXXXX&HospitalSystem&2.16.840.1.114222.XXX&ISO^555550001&VA PHL Richmond&2.16.840.1.114222.4.1.9977&ISO |  | 440500007^Blood spot specimen^SCT | [12 empty] | 201702221854-0500